## Current plan TMY Voll
Climatic variables |  |  | Totals
[5 empty] | Thermal = Space heating + DHW | [6 empty] | Årlig total [GWh] | Specific [kWh/m2] | Max [MWh/h] | Specific [W/m2] | Brukstid [h/år]
Temperature outdoor [°C] | Solar radiation | Wind | Electric hourly [kW] | Electric load duration curve [kW] | Thermal hourly [kW] | Thermal load duration curve [kW] | Space heating hourly [kW] | Space heating load duration curve [kW] | DHW hourly [kW] | DHW load duration curve [kW] | Electric | 26.5776 | 62.1334 | 4.1101 | 9.6087 | 6466.3473
-2.3 |  |  | 2320.0733 | 4110.1425 | 4054.6404 | 9460.7725 | 3174.1242 | 6880.8206 | 880.5162 | 2784.1773 | Thermal | 33.6695 | 78.7128 | 9.4608 | 22.1175 | 3558.8522
-2.4 |  |  | 2114.2588 | 4110.1425 | 3734.7178 | 9237.8962 | 3151.6605 | 6752.5441 | 583.0573 | 2784.1773
-2.9 |  |  | 2058.3851 | 4110.1425 | 3687.3501 | 9162.0638 | 3219.5897 | 6578.9128 | 467.7603 | 2784.1773
-2.3 |  |  | 2044.95 | 4110.1425 | 3652.033 | 9074.8281 | 3242.8939 | 6529.6678 | 409.1392 | 2784.1773
-2.9 |  |  | 2062.4648 | 4110.1425 | 3916.8225 | 8853.0315 | 3409.0944 | 6522.2936 | 507.7281 | 2784.1773 |  | Floor area [m2] Existing/Renovation |  | Floor area [m2] New buildings
-3.1 |  |  | 2128.487 | 4110.1425 | 4738.1701 | 8822.92 | 3832.4672 | 6453.8354 | 905.7029 | 2784.1773 |  | Regular | Efficient | Efficient | Very efficient
-3.5 |  |  | 2495.917 | 4110.1425 | 6442.5039 | 8820.1252 | 4615.2413 | 6430.8305 | 1827.2627 | 2784.1773
-3.9 |  |  | 3284.3675 | 4110.1425 | 7684.9323 | 8772.9203 | 4976.704 | 6389.5648 | 2708.2283 | 2784.1773 |  |  |  |  | 313500
-3.7 |  |  | 3751.7333 | 4110.1425 | 7202.1958 | 8741.2481 | 5008.1883 | 6387.5614 | 2194.0075 | 2784.1773 |  |  |  |  | 65946
-3.7 |  |  | 3925.4731 | 4110.1425 | 6649.0478 | 8739.8543 | 4699.6559 | 6334.1378 | 1949.3919 | 2784.1773 |  |  |  |  | 7777
-3.8 |  |  | 3864.5904 | 4110.1425 | 6579.8889 | 8653.6805 | 4637.8146 | 6309.4537 | 1942.0744 | 2784.1773 |  |  |  |  | 37039
-3.5 |  |  | 3808.0773 | 4110.1425 | 6259.5042 | 8647.2093 | 4518.5504 | 6264.367 | 1740.9539 | 2784.1773 |  |  |  |  | 804
-3.2 |  |  | 3753.0352 | 4110.1425 | 6005.2141 | 8624.838 | 4350.1634 | 6259.3724 | 1655.0507 | 2784.1773
-3.2 |  |  | 3715.9691 | 4110.1425 | 5918.0089 | 8503.4612 | 4307.7889 | 6258.1194 | 1610.22 | 2784.1773
-3.2 |  |  | 3739.4704 | 4110.1425 | 6008.6529 | 8478.7087 | 4298.2985 | 6178.9973 | 1710.3543 | 2784.1773 |  |  |  |  | 2685
-3 |  |  | 3912.1247 | 4110.1425 | 6099.9018 | 8471.6855 | 4348.9456 | 6177.788 | 1750.9562 | 2784.1773
-2.8 |  |  | 4110.1425 | 4110.1425 | 6540.6146 | 8458.4064 | 4446.6247 | 6175.2427 | 2093.9898 | 2784.1773
-2.8 |  |  | 4037.8251 | 4110.1425 | 6949.4156 | 8360.2588 | 4476.4397 | 6166.2513 | 2472.9759 | 2784.1773
-2.9 |  |  | 3982.9914 | 4110.1425 | 6783.7821 | 8350.3508 | 4321.5231 | 6149.9431 | 2462.259 | 2784.1773 |  |  |  |  | 427751
-3 |  |  | 3964.9888 | 4110.1425 | 6581.0193 | 8337.793 | 4203.5003 | 6147.2378 | 2377.519 | 2784.1773
-3.3 |  |  | 3951.5088 | 4110.1425 | 6524.3052 | 8336.9533 | 4171.5261 | 6144.8032 | 2352.7791 | 2784.1773
-3.1 |  |  | 3775.9026 | 4110.1425 | 5959.4259 | 8331.9176 | 4023.7895 | 6143.7855 | 1935.6363 | 2777.8114
-2.8 |  |  | 3441.3531 | 4110.1425 | 5468.6404 | 8331.6392 | 3682.4134 | 6114.6917 | 1786.227 | 2777.8114
-3.7 |  |  | 2907.2571 | 4110.1425 | 5241.1748 | 8272.2398 | 3786.2372 | 6111.8968 | 1454.9376 | 2777.8114
-3 |  |  | 2320.0733 | 4110.1425 | 4180.7323 | 8261.761 | 3300.2161 | 6083.3705 | 880.5162 | 2777.8114
-3.3 |  |  | 2114.2588 | 4110.1425 | 3885.2871 | 8241.2276 | 3302.2298 | 6082.5779 | 583.0573 | 2777.8114
-3 |  |  | 2058.3851 | 4110.1425 | 3789.6849 | 8236.8774 | 3321.9246 | 6078.2324 | 467.7603 | 2777.8114
-3.3 |  |  | 2044.95 | 4110.1425 | 3813.8327 | 8233.0583 | 3404.6935 | 6033.0197 | 409.1392 | 2777.8114
-3.1 |  |  | 2062.4648 | 4110.1425 | 4029.0829 | 8206.4413 | 3521.3548 | 6025.9174 | 507.7281 | 2777.8114
-3.3 |  |  | 2128.487 | 4110.1425 | 4861.5053 | 8200.1937 | 3955.8024 | 6019.4151 | 905.7029 | 2777.8114
-2.6 |  |  | 2495.917 | 4110.1425 | 6427.2289 | 8199.6257 | 4599.9662 | 6012.2411 | 1827.2627 | 2777.8114
-2.6 |  |  | 3284.3675 | 4110.1425 | 7645.4663 | 8185.0859 | 4937.238 | 6005.7328 | 2708.2283 | 2777.8114
-2 |  |  | 3751.7333 | 4110.1425 | 7118.1039 | 8184.9112 | 4924.0964 | 6004.0325 | 2194.0075 | 2777.8114
-2.2 |  |  | 3925.4731 | 4110.1425 | 6522.1864 | 8175.1719 | 4572.7944 | 5996.1474 | 1949.3919 | 2777.8114
-1.4 |  |  | 3864.5904 | 4110.1425 | 6305.326 | 8163.3249 | 4363.2516 | 5977.6127 | 1942.0744 | 2777.8114
-1.5 |  |  | 3808.0773 | 4110.1425 | 6012.8445 | 8154.5688 | 4271.8907 | 5953.0765 | 1740.9539 | 2777.8114
-1.7 |  |  | 3753.0352 | 4110.1425 | 5808.7464 | 8123.5554 | 4153.6956 | 5944.8612 | 1655.0507 | 2777.8114
-0.3 |  |  | 3715.9691 | 4110.1425 | 5519.4221 | 8086.635 | 3909.2021 | 5928.0503 | 1610.22 | 2777.8114
-0.1 |  |  | 3739.4704 | 4110.1425 | 5529.7353 | 8079.3734 | 3819.381 | 5924.3733 | 1710.3543 | 2777.8114
-0.1 |  |  | 3912.1247 | 4110.1425 | 5634.1324 | 8075.0917 | 3883.1763 | 5907.3659 | 1750.9562 | 2777.8114
-0.1 |  |  | 4110.1425 | 4110.1425 | 6124.4252 | 8073.0351 | 4030.4354 | 5889.0855 | 2093.9898 | 2777.8114
-0.2 |  |  | 4037.8251 | 4110.1425 | 6559.421 | 8046.8813 | 4086.4451 | 5875.8691 | 2472.9759 | 2777.8114
-0.2 |  |  | 3982.9914 | 4110.1425 | 6422.4305 | 8034.2244 | 3960.1715 | 5862.5896 | 2462.259 | 2777.8114
-0.4 |  |  | 3964.9888 | 4110.1425 | 6231.9564 | 8031.9699 | 3854.4374 | 5842.2985 | 2377.519 | 2777.8114
0 |  |  | 3951.5088 | 4110.1425 | 6145.6044 | 8031.49 | 3792.8253 | 5825.2452 | 2352.7791 | 2777.8114
0 |  |  | 3775.9026 | 4110.1425 | 5617.1762 | 8022.0401 | 3681.5399 | 5812.4096 | 1935.6363 | 2777.8114
0.1 |  |  | 3441.3531 | 4110.1425 | 5129.6994 | 8010.2878 | 3343.4724 | 5797.7722 | 1786.227 | 2777.8114
0 |  |  | 2907.2571 | 4110.1425 | 4788.3044 | 8002.5054 | 3333.3668 | 5797.6529 | 1454.9376 | 2777.8114
0 |  |  | 2320.0733 | 4110.1425 | 3804.7776 | 7967.478 | 2924.2614 | 5739.9575 | 880.5162 | 2777.8114
0 |  |  | 2114.2588 | 4110.1425 | 3450.4715 | 7961.2679 | 2867.4143 | 5739.4366 | 583.0573 | 2777.8114
0 |  |  | 2058.3851 | 4110.1425 | 3371.9997 | 7955.0301 | 2904.2394 | 5720.6844 | 467.7603 | 2777.8114
-0.1 |  |  | 2044.95 | 4110.1425 | 3359.0098 | 7948.9347 | 2949.8706 | 5712.11 | 409.1392 | 2777.8114
0 |  |  | 2062.4648 | 4110.1425 | 3548.3143 | 7918.7418 | 3040.5862 | 5711.9353 | 507.7281 | 2777.8114
-0.2 |  |  | 2128.487 | 4110.1425 | 4266.9703 | 7902.4685 | 3361.2674 | 5702.4488 | 905.7029 | 2777.8114
-0.5 |  |  | 2495.917 | 4110.1425 | 5934.2945 | 7898.6476 | 4107.0319 | 5699.4203 | 1827.2627 | 2777.8114
-0.9 |  |  | 3284.3675 | 4110.1425 | 7137.1384 | 7896.4562 | 4428.91 | 5696.678 | 2708.2283 | 2777.8114
-1.5 |  |  | 3751.7333 | 4110.1425 | 6713.7986 | 7873.7652 | 4519.7911 | 5690.349 | 2194.0075 | 2777.8114
-1.4 |  |  | 3925.4731 | 4110.1425 | 6148.3555 | 7851.0364 | 4198.9636 | 5686.8594 | 1949.3919 | 2777.8114
-1.6 |  |  | 3864.5904 | 4110.1425 | 6100.1958 | 7841.0394 | 4158.1215 | 5672.7749 | 1942.0744 | 2777.8114
-2 |  |  | 3808.0773 | 4110.1425 | 5882.4956 | 7839.5038 | 4141.5418 | 5653.914 | 1740.9539 | 2777.8114
-3.1 |  |  | 3753.0352 | 4110.1425 | 5830.6085 | 7824.3243 | 4175.5578 | 5642.1225 | 1655.0507 | 2777.8114
-4.6 |  |  | 3715.9691 | 4110.1425 | 5964.2571 | 7819.5727 | 4354.037 | 5625.5652 | 1610.22 | 2777.8114
-5.9 |  |  | 3739.4704 | 4110.1425 | 6315.5366 | 7813.6925 | 4605.1823 | 5623.6892 | 1710.3543 | 2777.8114
-6.1 |  |  | 3912.1247 | 4110.1425 | 6495.476 | 7810.7465 | 4744.5198 | 5620.1464 | 1750.9562 | 2777.8114
-5.9 |  |  | 4110.1425 | 4098.9338 | 6889.0495 | 7804.9939 | 4795.0597 | 5609.0347 | 2093.9898 | 2777.8114
-6.7 |  |  | 4037.8251 | 4079.4277 | 7382.0954 | 7798.4263 | 4909.1195 | 5608.4888 | 2472.9759 | 2777.8114
-7 |  |  | 3982.9914 | 4037.8251 | 7149.1748 | 7796.661 | 4686.9158 | 5604.4189 | 2462.259 | 2777.8114
-7.7 |  |  | 3964.9888 | 4037.8251 | 7030.2969 | 7790.6678 | 4652.7779 | 5578.9455 | 2377.519 | 2777.8114
-8.7 |  |  | 3951.5088 | 4037.8251 | 6972.7646 | 7777.0434 | 4619.9855 | 5569.2309 | 2352.7791 | 2777.8114
-9.7 |  |  | 3775.9026 | 4037.8251 | 6460.7382 | 7776.0143 | 4525.1019 | 5562.6984 | 1935.6363 | 2777.8114
-11.6 |  |  | 3441.3531 | 4037.8251 | 6200.6924 | 7770.3713 | 4414.4655 | 5557.3764 | 1786.227 | 2777.8114
-12.3 |  |  | 2907.2571 | 4037.8251 | 6060.6427 | 7751.3839 | 4605.7051 | 5556.7583 | 1454.9376 | 2777.8114
-9 |  |  | 2320.0733 | 4037.8251 | 4713.1732 | 7747.4331 | 3832.657 | 5550.7705 | 880.5162 | 2777.8114
-11.4 |  |  | 2114.2588 | 4037.8251 | 4646.3293 | 7747.1642 | 4063.272 | 5546.1551 | 583.0573 | 2777.8114
-13.2 |  |  | 2058.3851 | 4037.8251 | 4664.425 | 7739.0394 | 4196.6646 | 5539.7363 | 467.7603 | 2777.8114
-11.9 |  |  | 2044.95 | 4037.8251 | 4650.0557 | 7729.3946 | 4240.9166 | 5539.0058 | 409.1392 | 2777.8114
-12.1 |  |  | 2062.4648 | 4037.8251 | 5001.3637 | 7728.5689 | 4493.6356 | 5537.3119 | 507.7281 | 2777.8114
-14.1 |  |  | 2128.487 | 4037.8251 | 6318.7493 | 7719.4475 | 5413.0464 | 5535.3871 | 905.7029 | 2777.8114
-13.1 |  |  | 2495.917 | 4037.8251 | 8002.5054 | 7714.1362 | 6175.2427 | 5528.6491 | 1827.2627 | 2777.8114
-12.3 |  |  | 3284.3675 | 4037.8251 | 9237.8962 | 7690.053 | 6529.6678 | 5525.4401 | 2708.2283 | 2777.8114
-11.6 |  |  | 3751.7333 | 4037.8251 | 8772.9203 | 7689.8523 | 6578.9128 | 5524.8299 | 2194.0075 | 2777.8114
-12.2 |  |  | 3925.4731 | 4037.8251 | 8336.9533 | 7686.1774 | 6387.5614 | 5523.0747 | 1949.3919 | 2777.8114
-11.7 |  |  | 3864.5904 | 4037.8251 | 8200.1937 | 7684.9323 | 6258.1194 | 5492.7711 | 1942.0744 | 2777.8114
-11.1 |  |  | 3808.0773 | 4037.8251 | 7824.3243 | 7680.9682 | 6083.3705 | 5491.3973 | 1740.9539 | 2777.8114
-10.4 |  |  | 3753.0352 | 4037.8251 | 7497.3493 | 7662.8974 | 5842.2985 | 5475.7802 | 1655.0507 | 2777.8114
-10 |  |  | 3715.9691 | 4037.8251 | 7350.1775 | 7655.2155 | 5739.9575 | 5461.9179 | 1610.22 | 2777.8114
-9.1 |  |  | 3739.4704 | 4037.8251 | 7289.2999 | 7651.3889 | 5578.9455 | 5459.3604 | 1710.3543 | 2777.8114
-8.4 |  |  | 3912.1247 | 4037.8251 | 7297.1112 | 7650.8513 | 5546.1551 | 5446.3405 | 1750.9562 | 2777.8114
-8.3 |  |  | 4110.1425 | 4037.8251 | 7790.6678 | 7645.4663 | 5696.678 | 5433.2275 | 2093.9898 | 2777.8114
-8.2 |  |  | 4037.8251 | 4037.8251 | 8185.0859 | 7641.4863 | 5712.11 | 5413.0464 | 2472.9759 | 2777.8114
-5.9 |  |  | 3982.9914 | 4037.8251 | 7747.4331 | 7628.9338 | 5285.1741 | 5408.3885 | 2462.259 | 2777.8114
-5.2 |  |  | 3964.9888 | 4037.8251 | 7384.7277 | 7622.9289 | 5007.2087 | 5399.9467 | 2377.519 | 2777.8114
-5.1 |  |  | 3951.5088 | 4037.8251 | 7261.6046 | 7617.6297 | 4908.8255 | 5387.5241 | 2352.7791 | 2777.8114
-4.6 |  |  | 3775.9026 | 4037.8251 | 6662.8488 | 7614.2526 | 4727.2125 | 5378.7804 | 1935.6363 | 2777.8114
-4.3 |  |  | 3441.3531 | 4037.8251 | 6096.8989 | 7606.519 | 4310.672 | 5376.3331 | 1786.227 | 2777.8114
-4 |  |  | 2907.2571 | 4037.8251 | 5797.8496 | 7597.5167 | 4342.912 | 5376.0842 | 1454.9376 | 2777.8114
-4.2 |  |  | 2320.0733 | 4037.8251 | 4819.0154 | 7595.9884 | 3938.4992 | 5375.6543 | 880.5162 | 2777.8114
-3.7 |  |  | 2114.2588 | 4037.8251 | 4457.1125 | 7570.3406 | 3874.0553 | 5371.1451 | 583.0573 | 2777.8114
-3.8 |  |  | 2058.3851 | 4037.8251 | 4416.9516 | 7562.9909 | 3949.1913 | 5365.4332 | 467.7603 | 2777.8114
-3.2 |  |  | 2044.95 | 4037.8251 | 4347.4579 | 7562.7149 | 3938.3187 | 5364.8067 | 409.1392 | 2777.8114
-3.4 |  |  | 2062.4648 | 4037.8251 | 4541.5603 | 7559.4406 | 4033.8322 | 5356.0881 | 507.7281 | 2777.8114
-2.4 |  |  | 2128.487 | 4037.8251 | 5251.1955 | 7555.9077 | 4345.4926 | 5340.7166 | 905.7029 | 2777.8114
-3 |  |  | 2495.917 | 4037.8251 | 6839.8696 | 7553.0662 | 5012.607 | 5338.653 | 1827.2627 | 2777.8114
-2.7 |  |  | 3284.3675 | 4037.8251 | 8079.3734 | 7551.109 | 5371.1451 | 5338.0398 | 2708.2283 | 2777.8114
-2.2 |  |  | 3751.7333 | 4037.8251 | 7550.0956 | 7550.0956 | 5356.0881 | 5335.8325 | 2194.0075 | 2777.8114
-2.2 |  |  | 3925.4731 | 4037.8251 | 6811.4114 | 7549.1064 | 4862.0195 | 5322.8998 | 1949.3919 | 2777.8114
-2 |  |  | 3864.5904 | 4037.8251 | 6601.8482 | 7547.947 | 4659.7739 | 5304.0674 | 1942.0744 | 2777.8114
-1.7 |  |  | 3808.0773 | 4037.8251 | 6208.8775 | 7544.199 | 4467.9236 | 5285.3784 | 1740.9539 | 2777.8114
-1.4 |  |  | 3753.0352 | 4037.8251 | 5897.1255 | 7539.6477 | 4242.0748 | 5285.1741 | 1655.0507 | 2777.8114
-1.1 |  |  | 3715.9691 | 4037.8251 | 5731.3652 | 7535.7288 | 4121.1452 | 5279.7038 | 1610.22 | 2777.8114
-0.6 |  |  | 3739.4704 | 4037.8251 | 5671.957 | 7526.6829 | 3961.6027 | 5279.5918 | 1710.3543 | 2777.8114
-0.4 |  |  | 3912.1247 | 4037.8251 | 5731.9923 | 7522.7639 | 3981.0361 | 5277.1879 | 1750.9562 | 2777.8114
-0.2 |  |  | 4110.1425 | 4037.8251 | 6190.7076 | 7517.5859 | 4096.7178 | 5270.8019 | 2093.9898 | 2777.8114
0.5 |  |  | 4037.8251 | 4037.8251 | 6507.4559 | 7506.1502 | 4034.48 | 5261.5705 | 2472.9759 | 2777.8114
0.7 |  |  | 3982.9914 | 4037.8251 | 6361.0926 | 7500.0376 | 3898.8336 | 5259.2496 | 2462.259 | 2777.8114
1 |  |  | 3964.9888 | 4037.8251 | 6104.6984 | 7497.3493 | 3727.1794 | 5257.2208 | 2377.519 | 2777.8114
1.6 |  |  | 3951.5088 | 4037.8251 | 6016.2649 | 7495.9039 | 3663.4858 | 5256.4131 | 2352.7791 | 2777.8114
1.4 |  |  | 3775.9026 | 4037.8251 | 5513.1039 | 7481.9103 | 3577.4676 | 5253.3689 | 1935.6363 | 2777.8114
0.6 |  |  | 3441.3531 | 4037.8251 | 5085.2402 | 7464.464 | 3299.0132 | 5248.8475 | 1786.227 | 2777.8114
0.9 |  |  | 2907.2571 | 4037.8251 | 4701.5131 | 7460.6449 | 3246.5755 | 5241.6334 | 1454.9376 | 2777.8114
1.3 |  |  | 2556.0343 | 4037.8251 | 4087.4092 | 7455.5779 | 3028.7119 | 5240.7063 | 1058.6973 | 2777.8114
0.9 |  |  | 2262.6761 | 4037.8251 | 3535.5713 | 7451.2283 | 2815.1129 | 5240.1107 | 720.4584 | 2777.8114
1.1 |  |  | 2152.6584 | 4037.8251 | 3356.3213 | 7449.5473 | 2828.9423 | 5233.2595 | 527.379 | 2777.8114
0.5 |  |  | 2091.6777 | 4037.8251 | 3291.2951 | 7439.7985 | 2866.3966 | 5232.2745 | 424.8986 | 2777.8114
0.3 |  |  | 2067.7158 | 4037.8251 | 3326.6902 | 7434.1305 | 2907.989 | 5229.6956 | 418.7012 | 2777.8114
0.7 |  |  | 2070.9943 | 4037.8251 | 3555.9612 | 7423.8174 | 3043.6286 | 5227.9258 | 512.3326 | 2764.1984
1.9 |  |  | 2106.1356 | 4037.8251 | 3956.7199 | 7423.3816 | 3357.5527 | 5220.4377 | 599.1672 | 2764.1984
1.9 |  |  | 2327.4422 | 4037.8251 | 4422.1956 | 7422.1135 | 3383.122 | 5216.3988 | 1039.0737 | 2764.1984
2.4 |  |  | 2816.0682 | 4037.8251 | 5288.4379 | 7419.3171 | 3545.9641 | 5215.7307 | 1742.4737 | 2764.1984
1 |  |  | 3262.8721 | 4037.8251 | 6402.5083 | 7409.946 | 3841.6513 | 5206.934 | 2560.857 | 2764.1984
1.5 |  |  | 3393.9904 | 4032.8558 | 6475.6901 | 7405.2003 | 3697.8787 | 5203.2248 | 2777.8114 | 2764.1984
-1.1 |  |  | 3426.6145 | 4006.9596 | 6705.8293 | 7400.4493 | 3947.7055 | 5203.0943 | 2758.1239 | 2764.1984
-1.6 |  |  | 3410.4674 | 4002.5072 | 6398.219 | 7400.3438 | 3961.7031 | 5201.0222 | 2436.5158 | 2764.1984
-1.9 |  |  | 3358.9152 | 3987.8395 | 6276.971 | 7398.4571 | 4081.5152 | 5190.4192 | 2195.4559 | 2764.1984
-2.2 |  |  | 3442.1381 | 3982.9914 | 5830.5805 | 7398.2429 | 3816.8051 | 5188.9446 | 2013.7755 | 2764.1984
-2.4 |  |  | 3611.5456 | 3982.9914 | 6029.6904 | 7398.1741 | 4116.0183 | 5188.5923 | 1913.6721 | 2764.1984
-1.8 |  |  | 3672.6769 | 3982.9914 | 6103.1724 | 7398.0456 | 4126.2252 | 5186.8686 | 1976.9473 | 2764.1984
-2.9 |  |  | 3723.76 | 3982.9914 | 6446.0071 | 7395.9796 | 4163.7383 | 5184.6766 | 2282.2688 | 2764.1984
-3.2 |  |  | 3757.8643 | 3982.9914 | 6281.112 | 7394.3646 | 4083.8913 | 5179.2272 | 2197.2207 | 2764.1984
-3.2 |  |  | 3811.2103 | 3982.9914 | 6220.6175 | 7386.3344 | 4091.2636 | 5154.1925 | 2129.3539 | 2764.1984
-3.2 |  |  | 3743.4193 | 3982.9914 | 6134.6373 | 7384.7277 | 3944.032 | 5150.2525 | 2190.6053 | 2764.1984
-3.5 |  |  | 3527.2232 | 3982.9914 | 5670.432 | 7382.9521 | 3793.8018 | 5149.953 | 1876.6302 | 2764.1984
-3.8 |  |  | 3285.9257 | 3982.9914 | 4908.6546 | 7382.0954 | 3310.657 | 5143.6527 | 1597.9976 | 2764.1984
-4 |  |  | 2862.6999 | 3982.9914 | 4655.0495 | 7380.6645 | 3436.8003 | 5142.5452 | 1218.2492 | 2764.1984
-4.4 |  |  | 2552.5572 | 3982.9914 | 4504.0982 | 7372.0157 | 3445.4009 | 5133.5837 | 1058.6973 | 2764.1984
-4.4 |  |  | 2260.729 | 3982.9914 | 4017.7116 | 7370.1147 | 3297.2532 | 5132.0369 | 720.4584 | 2764.1984
-4.6 |  |  | 2150.4812 | 3982.9914 | 3830.5403 | 7353.2156 | 3303.1613 | 5124.5495 | 527.379 | 2758.1239
-4.4 |  |  | 2090.5283 | 3982.9914 | 3739.0609 | 7352.6016 | 3314.1623 | 5122.4285 | 424.8986 | 2758.1239
-5.1 |  |  | 2065.7241 | 3982.9914 | 3853.7065 | 7350.1775 | 3435.0053 | 5119.1315 | 418.7012 | 2758.1239
-5.1 |  |  | 2067.9385 | 3982.9914 | 4287.3452 | 7344.9347 | 3775.0126 | 5118.9675 | 512.3326 | 2758.1239
-4.9 |  |  | 2099.6769 | 3982.9914 | 4644.3045 | 7336.916 | 4045.1373 | 5118.3849 | 599.1672 | 2758.1239
-5.6 |  |  | 2316.1177 | 3982.9914 | 5203.1645 | 7333.0788 | 4164.0909 | 5118.075 | 1039.0737 | 2758.1239
-5.1 |  |  | 2787.4749 | 3982.9914 | 6142.2312 | 7331.669 | 4399.7575 | 5116.7595 | 1742.4737 | 2758.1239
-4.9 |  |  | 3208.4069 | 3982.9914 | 7333.0788 | 7330.0409 | 4772.2218 | 5114.3984 | 2560.857 | 2758.1239
-4.9 |  |  | 3321.3675 | 3982.9914 | 7353.2156 | 7324.623 | 4575.4043 | 5097.7072 | 2777.8114 | 2758.1239
-5.3 |  |  | 3351.8283 | 3982.9914 | 7419.3171 | 7323.2573 | 4661.1932 | 5092.9126 | 2758.1239 | 2758.1239
-4.7 |  |  | 3334.8945 | 3982.9914 | 7037.6976 | 7318.557 | 4601.1818 | 5088.4326 | 2436.5158 | 2758.1239
-4.6 |  |  | 3283.935 | 3982.9914 | 6723.1764 | 7318.1585 | 4527.7206 | 5087.0194 | 2195.4559 | 2758.1239
-4.9 |  |  | 3373.9171 | 3982.9914 | 6344.7417 | 7316.4359 | 4330.9663 | 5083.9534 | 2013.7755 | 2758.1239
-3.6 |  |  | 3551.6632 | 3982.9914 | 6291.597 | 7313.139 | 4377.9248 | 5080.0903 | 1913.6721 | 2758.1239
-4.2 |  |  | 3619.408 | 3982.9914 | 6505.4104 | 7310.3887 | 4528.4631 | 5076.1304 | 1976.9473 | 2758.1239
-4 |  |  | 3675.2613 | 3982.9914 | 6719.1112 | 7300.9238 | 4436.8424 | 5071.0383 | 2282.2688 | 2758.1239
-3.8 |  |  | 3720.9417 | 3982.9914 | 6621.6865 | 7297.1112 | 4424.4658 | 5069.8932 | 2197.2207 | 2758.1239
-4 |  |  | 3786.8017 | 3982.9914 | 6530.5903 | 7290.6924 | 4401.2364 | 5067.786 | 2129.3539 | 2758.1239
-3.9 |  |  | 3728.2462 | 3982.9914 | 6492.1749 | 7289.2999 | 4301.5696 | 5055.6961 | 2190.6053 | 2758.1239
-3.8 |  |  | 3517.9331 | 3982.9914 | 5884.4294 | 7286.8944 | 4007.7992 | 5050.543 | 1876.6302 | 2758.1239
-3.5 |  |  | 3279.4647 | 3982.9914 | 5170.3302 | 7273.6761 | 3572.3326 | 5045.662 | 1597.9976 | 2758.1239
-3.2 |  |  | 2858.0765 | 3982.9914 | 4881.9154 | 7272.2917 | 3663.6662 | 5044.7355 | 1218.2492 | 2758.1239
-2.8 |  |  | 2320.0733 | 3982.9914 | 4278.8738 | 7269.6089 | 3398.3576 | 5044.5946 | 880.5162 | 2758.1239
-3.2 |  |  | 2114.2588 | 3982.9914 | 3985.8726 | 7266.054 | 3402.8153 | 5042.1587 | 583.0573 | 2758.1239
-4.3 |  |  | 2058.3851 | 3982.9914 | 3991.7851 | 7262.0684 | 3524.0247 | 5041.6842 | 467.7603 | 2758.1239
-3.9 |  |  | 2044.95 | 3982.9914 | 3967.7638 | 7261.6046 | 3558.6247 | 5033.0911 | 409.1392 | 2758.1239
-2.3 |  |  | 2062.4648 | 3982.9914 | 4074.2749 | 7252.7422 | 3566.5468 | 5030.811 | 507.7281 | 2758.1239
-1.4 |  |  | 2128.487 | 3982.9914 | 4772.8625 | 7238.743 | 3867.1597 | 5029.917 | 905.7029 | 2758.1239
-0.5 |  |  | 2495.917 | 3982.9914 | 6261.901 | 7237.6425 | 4434.6383 | 5021.8583 | 1827.2627 | 2758.1239
0.4 |  |  | 3284.3675 | 3982.9914 | 7398.4571 | 7235.3338 | 4690.2287 | 5020.4288 | 2708.2283 | 2758.1239
0.8 |  |  | 3751.7333 | 3982.9914 | 6883.7907 | 7235.2953 | 4689.7832 | 5012.607 | 2194.0075 | 2758.1239
3 |  |  | 3925.4731 | 3982.9914 | 5907.5774 | 7234.2132 | 3958.1855 | 5008.1883 | 1949.3919 | 2758.1239
3.8 |  |  | 3864.5904 | 3982.9914 | 5623.7196 | 7226.7423 | 3681.6452 | 5007.2087 | 1942.0744 | 2758.1239
4.5 |  |  | 3808.0773 | 3982.9914 | 5184.2568 | 7221.7782 | 3443.3029 | 4994.2734 | 1740.9539 | 2758.1239
4.5 |  |  | 3753.0352 | 3982.9914 | 4914.9521 | 7216.7341 | 3259.9013 | 4992.8832 | 1655.0507 | 2758.1239
5.3 |  |  | 3715.9691 | 3982.9914 | 4681.101 | 7202.1958 | 3070.881 | 4989.6449 | 1610.22 | 2758.1239
4.8 |  |  | 3739.4704 | 3982.9914 | 4717.9595 | 7200.3143 | 3007.6052 | 4985.3279 | 1710.3543 | 2758.1239
4.7 |  |  | 3912.1247 | 3982.9914 | 4815.4193 | 7185.0011 | 3064.4631 | 4984.6579 | 1750.9562 | 2758.1239
4.3 |  |  | 4110.1425 | 3982.9914 | 5383.9552 | 7183.7077 | 3289.9654 | 4981.8246 | 2093.9898 | 2758.1239
3.5 |  |  | 4037.8251 | 3982.9914 | 5926.505 | 7182.6514 | 3453.5291 | 4978.8899 | 2472.9759 | 2758.1239
4.4 |  |  | 3982.9914 | 3982.9914 | 5727.3209 | 7182.642 | 3265.0619 | 4978.3475 | 2462.259 | 2758.1239
4.2 |  |  | 3964.9888 | 3982.9914 | 5546.6492 | 7181.6664 | 3169.1302 | 4977.9491 | 2377.519 | 2758.1239
5.7 |  |  | 3951.5088 | 3982.9914 | 5419.7873 | 7179.3354 | 3067.0082 | 4976.704 | 2352.7791 | 2758.1239
6.2 |  |  | 3775.9026 | 3982.9914 | 4887.3124 | 7170.3243 | 2951.6761 | 4976.3563 | 1935.6363 | 2758.1239
5.4 |  |  | 3441.3531 | 3982.9914 | 4454.5132 | 7154.9054 | 2668.2862 | 4975.3646 | 1786.227 | 2758.1239
5.6 |  |  | 2907.2571 | 3982.9914 | 4007.7503 | 7151.2122 | 2552.8127 | 4971.8439 | 1454.9376 | 2758.1239
5 |  |  | 2320.0733 | 3982.9914 | 3110.8323 | 7149.3424 | 2230.3161 | 4966.5884 | 880.5162 | 2758.1239
5.6 |  |  | 2114.2588 | 3982.9914 | 2654.3833 | 7149.1748 | 2071.326 | 4966.2572 | 583.0573 | 2758.1239
5.3 |  |  | 2058.3851 | 3982.9914 | 2577.6391 | 7144.7214 | 2109.8788 | 4963.6675 | 467.7603 | 2758.1239
5.1 |  |  | 2044.95 | 3982.9914 | 2534.271 | 7140.4873 | 2125.1318 | 4961.5298 | 409.1392 | 2758.1239
4.8 |  |  | 2062.4648 | 3982.9914 | 2705.4293 | 7140.3622 | 2197.7013 | 4960.6768 | 507.7281 | 2758.1239
4.9 |  |  | 2128.487 | 3982.9914 | 3220.7695 | 7137.1384 | 2315.0667 | 4960.0909 | 905.7029 | 2758.1239
4.4 |  |  | 2495.917 | 3978.6604 | 4904.2505 | 7135.5608 | 3076.9878 | 4956.0803 | 1827.2627 | 2758.1239
4.2 |  |  | 3284.3675 | 3977.9909 | 5982.8768 | 7134.0686 | 3274.6484 | 4948.581 | 2708.2283 | 2758.1239
4.6 |  |  | 3751.7333 | 3967.3133 | 5417.403 | 7128.4862 | 3223.3955 | 4946.3548 | 2194.0075 | 2758.1239
4.7 |  |  | 3925.4731 | 3964.9888 | 4862.0236 | 7127.222 | 2912.6317 | 4943.1605 | 1949.3919 | 2758.1239
4.6 |  |  | 3864.5904 | 3964.9888 | 4826.0686 | 7127.081 | 2883.9943 | 4942.0826 | 1942.0744 | 2758.1239
4.7 |  |  | 3808.0773 | 3964.9888 | 4574.6029 | 7118.1039 | 2833.649 | 4939.7988 | 1740.9539 | 2758.1239
5.4 |  |  | 3753.0352 | 3964.9888 | 4301.0466 | 7116.897 | 2645.9959 | 4937.238 | 1655.0507 | 2758.1239
4.5 |  |  | 3715.9691 | 3964.9888 | 4353.2505 | 7114.8037 | 2743.0304 | 4936.1905 | 1610.22 | 2758.1239
4.5 |  |  | 3739.4704 | 3964.9888 | 4453.4915 | 7108.1059 | 2743.1371 | 4935.9151 | 1710.3543 | 2758.1239
4.9 |  |  | 3912.1247 | 3964.9888 | 4515.421 | 7091.251 | 2764.4648 | 4934.2747 | 1750.9562 | 2758.1239
5.3 |  |  | 4110.1425 | 3964.9888 | 4919.0619 | 7089.1754 | 2825.0721 | 4933.8695 | 2093.9898 | 2758.1239
5.9 |  |  | 4037.8251 | 3964.9888 | 5268.6743 | 7087.3317 | 2795.6984 | 4933.7206 | 2472.9759 | 2758.1239
5.4 |  |  | 3982.9914 | 3964.9888 | 5224.0139 | 7078.0623 | 2761.7549 | 4932.1056 | 2462.259 | 2758.1239
5.4 |  |  | 3964.9888 | 3964.9888 | 5082.9462 | 7075.4813 | 2705.4272 | 4929.5441 | 2377.519 | 2758.1239
5.5 |  |  | 3951.5088 | 3964.9888 | 5119.2792 | 7075.3471 | 2766.5001 | 4927.4839 | 2352.7791 | 2758.1239
5.6 |  |  | 3775.9026 | 3964.9888 | 4633.656 | 7066.1819 | 2698.0197 | 4924.0964 | 1935.6363 | 2758.1239
5.5 |  |  | 3441.3531 | 3964.9888 | 4203.2679 | 7064.2946 | 2417.0409 | 4918.4055 | 1786.227 | 2758.1239
3.1 |  |  | 2907.2571 | 3964.9888 | 3993.1079 | 7060.2471 | 2538.1703 | 4913.8223 | 1454.9376 | 2758.1239
3.3 |  |  | 2320.0733 | 3964.9888 | 3014.12 | 7058.8339 | 2133.6038 | 4913.2364 | 880.5162 | 2758.1239
3 |  |  | 2114.2588 | 3964.9888 | 2668.7445 | 7051.5815 | 2085.6873 | 4909.787 | 583.0573 | 2758.1239
0.1 |  |  | 2058.3851 | 3964.9888 | 2761.9286 | 7046.9972 | 2294.1683 | 4909.1195 | 467.7603 | 2758.1239
-0.6 |  |  | 2044.95 | 3964.9888 | 2820.5388 | 7046.1868 | 2411.3996 | 4908.8255 | 409.1392 | 2758.1239
0.4 |  |  | 2062.4648 | 3964.9888 | 2993.1127 | 7044.5668 | 2485.3847 | 4902.7201 | 507.7281 | 2758.1239
-0.1 |  |  | 2128.487 | 3964.9888 | 3725.9395 | 7042.9934 | 2820.2367 | 4899.9264 | 905.7029 | 2758.1239
-0.6 |  |  | 2495.917 | 3964.9888 | 5518.3293 | 7037.8873 | 3691.0666 | 4899.0398 | 1827.2627 | 2758.1239
-1.1 |  |  | 3284.3675 | 3964.9888 | 6653.5248 | 7037.6976 | 3945.2965 | 4891.046 | 2708.2283 | 2758.1239
-1.6 |  |  | 3751.7333 | 3964.9888 | 6219.0204 | 7030.2969 | 4025.0129 | 4889.7689 | 2194.0075 | 2758.1239
-2.4 |  |  | 3925.4731 | 3964.9888 | 5901.788 | 7029.9763 | 3952.3961 | 4884.0549 | 1949.3919 | 2758.1239
-3 |  |  | 3864.5904 | 3964.9888 | 5991.7576 | 7028.1441 | 4049.6832 | 4881.5368 | 1942.0744 | 2758.1239
-2.2 |  |  | 3808.0773 | 3964.9888 | 5677.9082 | 7023.2684 | 3936.9543 | 4881.3397 | 1740.9539 | 2758.1239
-0.5 |  |  | 3753.0352 | 3964.9888 | 5292.3482 | 7022.0655 | 3637.2975 | 4877.7925 | 1655.0507 | 2758.1239
4.9 |  |  | 3715.9691 | 3964.9888 | 4488.7201 | 7021.4737 | 2878.5001 | 4872.2973 | 1610.22 | 2758.1239
8.1 |  |  | 3739.4704 | 3964.9888 | 4057.33 | 7018.6638 | 2346.9756 | 4870.58 | 1710.3543 | 2758.1239
8.3 |  |  | 3912.1247 | 3964.9888 | 4125.6162 | 7017.6559 | 2374.66 | 4868.9611 | 1750.9562 | 2758.1239
8.8 |  |  | 4110.1425 | 3964.9888 | 4600.618 | 7015.8379 | 2506.6281 | 4867.1673 | 2093.9898 | 2758.1239
8.6 |  |  | 4037.8251 | 3964.9888 | 5083.4054 | 7013.0372 | 2610.4295 | 4862.0195 | 2472.9759 | 2758.1239
8.5 |  |  | 3982.9914 | 3964.9888 | 5076.7968 | 7011.271 | 2614.5378 | 4859.3113 | 2462.259 | 2758.1239
8.6 |  |  | 3964.9888 | 3964.9888 | 4907.4555 | 7008.3648 | 2529.9365 | 4857.7763 | 2377.519 | 2758.1239
8 |  |  | 3951.5088 | 3964.9888 | 5061.7394 | 7007.1877 | 2708.9603 | 4854.7626 | 2352.7791 | 2758.1239
7.3 |  |  | 3775.9026 | 3964.9888 | 4668.0127 | 6997.723 | 2732.3764 | 4854.4865 | 1935.6363 | 2758.1239
5.6 |  |  | 3441.3531 | 3964.9888 | 4342.6519 | 6995.8638 | 2556.4249 | 4853.1197 | 1786.227 | 2758.1239
5.7 |  |  | 2907.2571 | 3964.9888 | 3914.8354 | 6995.6347 | 2459.8978 | 4850.4002 | 1454.9376 | 2758.1239
6.1 |  |  | 2320.0733 | 3964.9888 | 2961.1764 | 6995.49 | 2080.6602 | 4849.089 | 880.5162 | 2758.1239
5.1 |  |  | 2114.2588 | 3964.9888 | 2641.4843 | 6991.5506 | 2058.4271 | 4846.3648 | 583.0573 | 2758.1239
4.8 |  |  | 2058.3851 | 3964.9888 | 2573.4893 | 6988.6652 | 2105.7289 | 4839.5278 | 467.7603 | 2758.1239
5 |  |  | 2044.95 | 3964.9888 | 2520.5722 | 6979.0081 | 2111.4331 | 4839.5237 | 409.1392 | 2758.1239
5.8 |  |  | 2062.4648 | 3964.9888 | 2623.6143 | 6975.4542 | 2115.8862 | 4839.3929 | 507.7281 | 2758.1239
5.7 |  |  | 2128.487 | 3964.9888 | 3134.7182 | 6974.5954 | 2229.0153 | 4835.9707 | 905.7029 | 2758.1239
5.9 |  |  | 2495.917 | 3964.9888 | 4725.3001 | 6972.7646 | 2898.0374 | 4823.6484 | 1827.2627 | 2758.1239
4.5 |  |  | 3284.3675 | 3964.9888 | 5923.207 | 6971.491 | 3214.9787 | 4819.3641 | 2708.2283 | 2758.1239
3.5 |  |  | 3751.7333 | 3964.9888 | 5484.4034 | 6969.8078 | 3290.3959 | 4819.0297 | 2194.0075 | 2758.1239
3.9 |  |  | 3925.4731 | 3964.9888 | 4904.8624 | 6968.1157 | 2955.4704 | 4816.5823 | 1949.3919 | 2758.1239
6.2 |  |  | 3864.5904 | 3964.9888 | 4547.0291 | 6965.5534 | 2604.9547 | 4816.1469 | 1942.0744 | 2708.2283
4.1 |  |  | 3808.0773 | 3964.9888 | 4563.6529 | 6960.8463 | 2822.699 | 4809.8421 | 1740.9539 | 2708.2283
6 |  |  | 3753.0352 | 3964.9888 | 4124.849 | 6956.7031 | 2469.7982 | 4809.2577 | 1655.0507 | 2708.2283
5.1 |  |  | 3715.9691 | 3964.9888 | 4178.6282 | 6955.6922 | 2568.4082 | 4807.2146 | 1610.22 | 2708.2283
6.2 |  |  | 3739.4704 | 3964.9888 | 4131.0281 | 6951.6638 | 2420.6737 | 4801.8564 | 1710.3543 | 2708.2283
7 |  |  | 3912.1247 | 3964.9888 | 4133.8195 | 6949.566 | 2382.8633 | 4801.0961 | 1750.9562 | 2708.2283
6.4 |  |  | 4110.1425 | 3964.9888 | 4696.8645 | 6949.4156 | 2602.8746 | 4795.0597 | 2093.9898 | 2708.2283
5.1 |  |  | 4037.8251 | 3964.9888 | 5316.83 | 6949.2111 | 2843.8541 | 4794.142 | 2472.9759 | 2708.2283
3.5 |  |  | 3982.9914 | 3964.9888 | 5379.7387 | 6946.8281 | 2917.4797 | 4793.6373 | 2462.259 | 2708.2283
3.9 |  |  | 3964.9888 | 3964.9888 | 5215.7573 | 6945.0381 | 2838.2383 | 4793.5888 | 2377.519 | 2708.2283
3.7 |  |  | 3951.5088 | 3964.9888 | 5263.1862 | 6941.6611 | 2910.4071 | 4790.2372 | 2352.7791 | 2708.2283
3.1 |  |  | 3775.9026 | 3964.9888 | 4819.8952 | 6941.4679 | 2884.2588 | 4786.1385 | 1935.6363 | 2708.2283
3.4 |  |  | 3441.3531 | 3964.9888 | 4374.2332 | 6936.7596 | 2588.0063 | 4783.613 | 1786.227 | 2708.2283
5.3 |  |  | 2907.2571 | 3964.9888 | 3803.2288 | 6936.0741 | 2348.2912 | 4777.3864 | 1454.9376 | 2708.2283
3.9 |  |  | 2320.0733 | 3964.9888 | 2972.9088 | 6934.0498 | 2092.3926 | 4775.6463 | 880.5162 | 2708.2283
6.2 |  |  | 2114.2588 | 3963.3935 | 2418.0156 | 6927.2979 | 1834.9583 | 4774.1083 | 583.0573 | 2708.2283
5 |  |  | 2058.3851 | 3958.5042 | 2418.6945 | 6925.8526 | 1950.9342 | 4772.5666 | 467.7603 | 2708.2283
7.3 |  |  | 2044.95 | 3951.5088 | 2247.1509 | 6924.9699 | 1838.0117 | 4772.2218 | 409.1392 | 2708.2283
7.6 |  |  | 2062.4648 | 3951.5088 | 2387.2421 | 6915.9602 | 1879.514 | 4767.1529 | 507.7281 | 2708.2283
6 |  |  | 2128.487 | 3951.5088 | 3013.0823 | 6909.5445 | 2107.3794 | 4766.041 | 905.7029 | 2708.2283
6.8 |  |  | 2495.917 | 3951.5088 | 4570.5121 | 6909.4829 | 2743.2494 | 4766.0103 | 1827.2627 | 2708.2283
7.8 |  |  | 3284.3675 | 3951.5088 | 5463.2762 | 6905.8237 | 2755.0479 | 4762.298 | 2708.2283 | 2708.2283
7.7 |  |  | 3751.7333 | 3951.5088 | 5019.991 | 6904.1328 | 2825.9836 | 4757.9825 | 2194.0075 | 2708.2283
5.5 |  |  | 3925.4731 | 3951.5088 | 4689.8419 | 6903.8983 | 2740.45 | 4757.9174 | 1949.3919 | 2708.2283
4.5 |  |  | 3864.5904 | 3951.5088 | 4781.4887 | 6901.3193 | 2839.4143 | 4756.2357 | 1942.0744 | 2708.2283
4.9 |  |  | 3808.0773 | 3951.5088 | 4495.9165 | 6899.3038 | 2754.9626 | 4756.2227 | 1740.9539 | 2708.2283
6.5 |  |  | 3753.0352 | 3951.5088 | 4108.6518 | 6897.2382 | 2453.6011 | 4752.4166 | 1655.0507 | 2708.2283
7.7 |  |  | 3715.9691 | 3951.5088 | 3868.7897 | 6897.1558 | 2258.5697 | 4750.4918 | 1610.22 | 2708.2283
7.4 |  |  | 3739.4704 | 3951.5088 | 3975.4787 | 6895.1463 | 2265.1244 | 4747.5872 | 1710.3543 | 2708.2283
7.6 |  |  | 3912.1247 | 3951.5088 | 4060.3544 | 6894.8176 | 2309.3983 | 4746.267 | 1750.9562 | 2708.2283
6.6 |  |  | 4110.1425 | 3951.5088 | 4685.6288 | 6889.0495 | 2591.639 | 4744.5198 | 2093.9898 | 2708.2283
5.4 |  |  | 4037.8251 | 3951.5088 | 5285.2657 | 6883.7907 | 2812.2898 | 4734.5526 | 2472.9759 | 2708.2283
6.3 |  |  | 3982.9914 | 3951.5088 | 5060.0982 | 6882.9587 | 2597.8392 | 4733.8085 | 2462.259 | 2708.2283
6.2 |  |  | 3964.9888 | 3951.5088 | 4934.1301 | 6881.8732 | 2556.6111 | 4732.1909 | 2377.519 | 2708.2283
5.2 |  |  | 3951.5088 | 3951.5088 | 5073.3563 | 6879.4988 | 2720.5772 | 4727.8081 | 2352.7791 | 2708.2283
5.4 |  |  | 3775.9026 | 3951.5088 | 4562.4939 | 6878.936 | 2626.8576 | 4727.2125 | 1935.6363 | 2708.2283
5.1 |  |  | 3441.3531 | 3951.5088 | 4151.6031 | 6878.1567 | 2365.3761 | 4726.999 | 1786.227 | 2708.2283
5.2 |  |  | 2907.2571 | 3951.5088 | 3713.2768 | 6878.0666 | 2258.3392 | 4725.9022 | 1454.9376 | 2708.2283
5 |  |  | 2556.0343 | 3951.5088 | 3142.3239 | 6877.8056 | 2083.6266 | 4721.9527 | 1058.6973 | 2708.2283
4.9 |  |  | 2262.6761 | 3951.5088 | 2649.8219 | 6876.349 | 1929.3635 | 4720.9622 | 720.4584 | 2708.2283
5.4 |  |  | 2152.6584 | 3951.5088 | 2359.7004 | 6874.3582 | 1832.3213 | 4713.4847 | 527.379 | 2708.2283
5.5 |  |  | 2091.6777 | 3951.5088 | 2254.0941 | 6861.1427 | 1829.1956 | 4712.0252 | 424.8986 | 2708.2283
5.4 |  |  | 2067.7158 | 3951.5088 | 2318.1502 | 6860.6068 | 1899.449 | 4711.8162 | 418.7012 | 2708.2283
4.5 |  |  | 2070.9943 | 3951.5088 | 2513.2866 | 6851.4871 | 2000.954 | 4709.6661 | 512.3326 | 2708.2283
5.3 |  |  | 2106.1356 | 3951.5088 | 3112.2216 | 6839.8696 | 2513.0544 | 4707.3206 | 599.1672 | 2708.2283
3.1 |  |  | 2327.4422 | 3951.5088 | 3697.5431 | 6833.0541 | 2658.4694 | 4701.3076 | 1039.0737 | 2708.2283
2.8 |  |  | 2816.0682 | 3951.5088 | 4707.1085 | 6832.7181 | 2964.6348 | 4699.6559 | 1742.4737 | 2708.2283
2.6 |  |  | 3262.8721 | 3951.5088 | 5854.3697 | 6830.9287 | 3293.5127 | 4698.8024 | 2560.857 | 2708.2283
3 |  |  | 3393.9904 | 3951.5088 | 5882.7768 | 6830.4554 | 3104.9654 | 4696.0993 | 2777.8114 | 2708.2283
3.4 |  |  | 3426.6145 | 3951.5088 | 5916.8435 | 6828.8343 | 3158.7197 | 4692.2209 | 2758.1239 | 2708.2283
2.6 |  |  | 3410.4674 | 3951.5088 | 5619.6587 | 6825.2005 | 3183.1429 | 4691.2288 | 2436.5158 | 2708.2283
2.7 |  |  | 3358.9152 | 3951.5088 | 5507.922 | 6822.7096 | 3312.4662 | 4690.2287 | 2195.4559 | 2708.2283
2 |  |  | 3442.1381 | 3951.5088 | 5159.3038 | 6817.935 | 3145.5283 | 4689.9301 | 2013.7755 | 2708.2283
2.5 |  |  | 3611.5456 | 3951.5088 | 5205.7269 | 6813.4288 | 3292.0547 | 4689.7832 | 1913.6721 | 2708.2283
4.3 |  |  | 3672.6769 | 3951.5088 | 5104.8233 | 6813.3143 | 3127.8761 | 4689.1528 | 1976.9473 | 2708.2283
5.1 |  |  | 3723.76 | 3951.5088 | 5268.6302 | 6811.4114 | 2986.3614 | 4686.9158 | 2282.2688 | 2708.2283
2.7 |  |  | 3757.8643 | 3951.5088 | 5389.0719 | 6809.0875 | 3191.8512 | 4685.4955 | 2197.2207 | 2708.2283
4.5 |  |  | 3811.2103 | 3951.5088 | 5078.8348 | 6799.4734 | 2949.481 | 4678.1061 | 2129.3539 | 2708.2283
4 |  |  | 3743.4193 | 3951.5088 | 5046.9415 | 6797.1523 | 2856.3361 | 4671.7359 | 2190.6053 | 2708.2283
4.9 |  |  | 3527.2232 | 3951.5088 | 4557.0417 | 6794.5151 | 2680.4115 | 4669.6961 | 1876.6302 | 2708.2283
2.2 |  |  | 3285.9257 | 3951.5088 | 4120.3573 | 6793.866 | 2522.3597 | 4665.8853 | 1597.9976 | 2708.2283
2.1 |  |  | 2862.6999 | 3951.5088 | 3788.768 | 6793.105 | 2570.5188 | 4665.3746 | 1218.2492 | 2708.2283
2.3 |  |  | 2552.5572 | 3951.5088 | 3573.8181 | 6788.7737 | 2515.1208 | 4665.3238 | 1058.6973 | 2708.2283
1.3 |  |  | 2260.729 | 3951.5088 | 3158.5744 | 6788.7561 | 2438.116 | 4665.1237 | 720.4584 | 2708.2283
0.5 |  |  | 2150.4812 | 3951.5088 | 2984.0587 | 6787.9417 | 2456.6797 | 4664.963 | 527.379 | 2708.2283
0 |  |  | 2090.5283 | 3951.5088 | 2931.1498 | 6787.8113 | 2506.2512 | 4661.1932 | 424.8986 | 2708.2283
-0.4 |  |  | 2065.7241 | 3951.5088 | 3034.0999 | 6783.9304 | 2615.3987 | 4660.9239 | 418.7012 | 2708.2283
-0.8 |  |  | 2067.9385 | 3951.5088 | 3354.1683 | 6783.7821 | 2841.8357 | 4659.7739 | 512.3326 | 2708.2283
-1 |  |  | 2099.6769 | 3951.5088 | 3880.228 | 6781.6021 | 3281.0607 | 4658.1299 | 599.1672 | 2708.2283
-0.8 |  |  | 2316.1177 | 3951.5088 | 4329.1001 | 6777.1908 | 3290.0264 | 4655.5103 | 1039.0737 | 2708.2283
-0.7 |  |  | 2787.4749 | 3951.5088 | 5293.7711 | 6777.0167 | 3551.2974 | 4653.9457 | 1742.4737 | 2708.2283
-0.9 |  |  | 3208.4069 | 3951.5088 | 6490.9017 | 6775.983 | 3930.0447 | 4652.7779 | 2560.857 | 2708.2283
-1 |  |  | 3321.3675 | 3951.5088 | 6520.1504 | 6774.3512 | 3742.339 | 4647.4166 | 2777.8114 | 2708.2283
-1.1 |  |  | 3351.8283 | 3951.5088 | 6612.0253 | 6773.6968 | 3853.9014 | 4642.8556 | 2758.1239 | 2708.2283
-1.3 |  |  | 3334.8945 | 3951.5088 | 6283.3592 | 6763.4531 | 3846.8434 | 4641.4343 | 2436.5158 | 2708.2283
-1.7 |  |  | 3283.935 | 3951.5088 | 6212.9456 | 6763.4426 | 4017.4897 | 4637.8146 | 2195.4559 | 2708.2283
-2.6 |  |  | 3373.9171 | 3951.5088 | 5824.3864 | 6762.6655 | 3810.6109 | 4636.5879 | 2013.7755 | 2708.2283
-3.1 |  |  | 3551.6632 | 3951.5088 | 6103.9356 | 6761.4385 | 4190.2635 | 4634.7482 | 1913.6721 | 2708.2283
-3.7 |  |  | 3619.408 | 3951.5088 | 6380.1058 | 6761.3826 | 4403.1585 | 4633.8506 | 1976.9473 | 2708.2283
-4.2 |  |  | 3675.2613 | 3951.5088 | 6601.1976 | 6759.1886 | 4318.9288 | 4633.752 | 2282.2688 | 2708.2283
-4 |  |  | 3720.9417 | 3951.5088 | 6378.5225 | 6758.2212 | 4181.3018 | 4633.156 | 2197.2207 | 2708.2283
-4.7 |  |  | 3786.8017 | 3948.3609 | 6422.9717 | 6757.8624 | 4293.6178 | 4631.793 | 2129.3539 | 2708.2283
-6.7 |  |  | 3728.2462 | 3948.3609 | 6574.3193 | 6754.9137 | 4383.7139 | 4631.6136 | 2190.6053 | 2708.2283
-6.7 |  |  | 3517.9331 | 3944.2635 | 6063.5131 | 6752.3312 | 4186.8829 | 4630.8458 | 1876.6302 | 2708.2283
-7.8 |  |  | 3279.4647 | 3925.4731 | 5301.2106 | 6750.0308 | 3703.213 | 4627.389 | 1597.9976 | 2708.2283
-8.9 |  |  | 2858.0765 | 3925.4731 | 5170.647 | 6745.4784 | 3952.3979 | 4626.3422 | 1218.2492 | 2708.2283
-8.2 |  |  | 2320.0733 | 3925.4731 | 4513.9307 | 6743.8393 | 3633.4145 | 4625.3573 | 880.5162 | 2708.2283
-8.7 |  |  | 2114.2588 | 3925.4731 | 4291.999 | 6743.534 | 3708.9417 | 4621.8126 | 583.0573 | 2708.2283
-9.5 |  |  | 2058.3851 | 3925.4731 | 4244.3719 | 6739.0041 | 3776.6115 | 4621.7625 | 467.7603 | 2708.2283
-10.8 |  |  | 2044.95 | 3925.4731 | 4382.9848 | 6737.0944 | 3973.8456 | 4619.9855 | 409.1392 | 2708.2283
-11.1 |  |  | 2062.4648 | 3925.4731 | 4730.5244 | 6737.0497 | 4222.7963 | 4616.8778 | 507.7281 | 2708.2283
-12.1 |  |  | 2128.487 | 3925.4731 | 5899.9762 | 6735.6631 | 4994.2734 | 4615.2413 | 905.7029 | 2708.2283
-12.1 |  |  | 2495.917 | 3925.4731 | 7689.8523 | 6734.808 | 5862.5896 | 4614.6482 | 1827.2627 | 2708.2283
-11.1 |  |  | 3284.3675 | 3925.4731 | 8853.0315 | 6732.8037 | 6144.8032 | 4613.6945 | 2708.2283 | 2708.2283
-11.7 |  |  | 3751.7333 | 3925.4731 | 8503.4612 | 6730.5987 | 6309.4537 | 4612.5488 | 2194.0075 | 2708.2283
-11.5 |  |  | 3925.4731 | 3925.4731 | 8031.9699 | 6729.9827 | 6082.5779 | 4610.8402 | 1949.3919 | 2708.2283
-13.2 |  |  | 3864.5904 | 3925.4731 | 8206.4413 | 6729.4604 | 6264.367 | 4609.8982 | 1942.0744 | 2708.2283
-13 |  |  | 3808.0773 | 3925.4731 | 7918.7418 | 6729.1875 | 6177.788 | 4609.5666 | 1740.9539 | 2708.2283
-12.7 |  |  | 3753.0352 | 3925.4731 | 7680.9682 | 6727.3125 | 6025.9174 | 4605.7051 | 1655.0507 | 2708.2283
-12 |  |  | 3715.9691 | 3925.4731 | 7517.5859 | 6727.0886 | 5907.3659 | 4605.6585 | 1610.22 | 2708.2283
-11.1 |  |  | 3739.4704 | 3925.4731 | 7522.7639 | 6725.6874 | 5812.4096 | 4605.466 | 1710.3543 | 2708.2283
-11.8 |  |  | 3912.1247 | 3925.4731 | 7770.3713 | 6725.6215 | 6019.4151 | 4605.1823 | 1750.9562 | 2708.2283
-10.3 |  |  | 4110.1425 | 3925.4731 | 8022.0401 | 6723.1764 | 5928.0503 | 4603.8061 | 2093.9898 | 2708.2283
-8.4 |  |  | 4037.8251 | 3925.4731 | 8163.3249 | 6722.7154 | 5690.349 | 4601.1818 | 2472.9759 | 2708.2283
-8.2 |  |  | 3982.9914 | 3925.4731 | 7955.0301 | 6721.9182 | 5492.7711 | 4599.9662 | 2462.259 | 2708.2283
-8 |  |  | 3964.9888 | 3925.4731 | 7662.8974 | 6721.2308 | 5285.3784 | 4598.3227 | 2377.519 | 2708.2283
-8.3 |  |  | 3951.5088 | 3925.4731 | 7539.6477 | 6719.3013 | 5186.8686 | 4597.0764 | 2352.7791 | 2708.2283
-7.5 |  |  | 3775.9026 | 3925.4731 | 6899.3038 | 6719.1112 | 4963.6675 | 4593.269 | 1935.6363 | 2708.2283
-7.6 |  |  | 3441.3531 | 3925.4731 | 6395.7935 | 6719.096 | 4609.5666 | 4588.9795 | 1786.227 | 2708.2283
-8.6 |  |  | 2907.2571 | 3925.4731 | 6262.1522 | 6717.5446 | 4807.2146 | 4586.8108 | 1454.9376 | 2708.2283
-7.4 |  |  | 2320.0733 | 3925.4731 | 5132.7761 | 6716.4538 | 4252.2599 | 4583.2096 | 880.5162 | 2708.2283
-6.4 |  |  | 2114.2588 | 3925.4731 | 4773.3557 | 6713.7986 | 4190.2984 | 4581.9755 | 583.0573 | 2708.2283
-7.7 |  |  | 2058.3851 | 3925.4731 | 4825.5495 | 6708.9591 | 4357.7892 | 4578.6661 | 467.7603 | 2708.2283
-5 |  |  | 2044.95 | 3925.4731 | 4643.0565 | 6708.3065 | 4233.9173 | 4577.2887 | 409.1392 | 2708.2283
-4 |  |  | 2062.4648 | 3925.4731 | 4770.2 | 6706.7432 | 4262.4719 | 4575.4043 | 507.7281 | 2708.2283
-3.8 |  |  | 2128.487 | 3925.4731 | 5601.8021 | 6705.8293 | 4696.0993 | 4574.5047 | 905.7029 | 2708.2283
-3.1 |  |  | 2495.917 | 3925.4731 | 7042.9934 | 6704.83 | 5215.7307 | 4572.7944 | 1827.2627 | 2708.2283
-2.9 |  |  | 3284.3675 | 3925.4731 | 8350.3508 | 6703.9463 | 5642.1225 | 4571.9687 | 2708.2283 | 2708.2283
-2.2 |  |  | 3751.7333 | 3925.4731 | 7819.5727 | 6699.8837 | 5625.5652 | 4565.1812 | 2194.0075 | 2708.2283
-1.9 |  |  | 3925.4731 | 3925.4731 | 6991.5506 | 6696.7089 | 5042.1587 | 4565.1335 | 1949.3919 | 2708.2283
-2 |  |  | 3864.5904 | 3925.4731 | 6781.6021 | 6696.2121 | 4839.5278 | 4558.3237 | 1942.0744 | 2708.2283
-1.8 |  |  | 3808.0773 | 3925.4731 | 6374.8044 | 6695.8806 | 4633.8506 | 4558.3063 | 1740.9539 | 2708.2283
-1.6 |  |  | 3753.0352 | 3925.4731 | 6053.428 | 6689.6616 | 4398.3773 | 4557.8256 | 1655.0507 | 2708.2283
-1.4 |  |  | 3715.9691 | 3925.4731 | 5889.3841 | 6687.131 | 4279.1641 | 4556.7654 | 1610.22 | 2708.2283
-1 |  |  | 3739.4704 | 3925.4731 | 5817.7688 | 6683.0364 | 4107.4145 | 4556.6991 | 1710.3543 | 2708.2283
-0.7 |  |  | 3912.1247 | 3925.4731 | 5851.0348 | 6681.7415 | 4100.0786 | 4556.4048 | 1750.9562 | 2708.2283
-0.2 |  |  | 4110.1425 | 3925.4731 | 6278.6199 | 6679.9026 | 4184.6301 | 4556.0233 | 2093.9898 | 2708.2283
0.1 |  |  | 4037.8251 | 3925.4731 | 6657.3998 | 6678.2549 | 4184.4239 | 4555.5949 | 2472.9759 | 2708.2283
0 |  |  | 3982.9914 | 3925.4731 | 6550.7088 | 6677.2 | 4088.4498 | 4555.1559 | 2462.259 | 2708.2283
-0.1 |  |  | 3964.9888 | 3925.4731 | 6319.3733 | 6674.8234 | 3941.8543 | 4554.8186 | 2377.519 | 2708.2283
-0.7 |  |  | 3951.5088 | 3925.4731 | 6316.8772 | 6673.0487 | 3964.0981 | 4553.8401 | 2352.7791 | 2708.2283
-1.1 |  |  | 3775.9026 | 3925.4731 | 5804.6168 | 6670.3632 | 3868.9804 | 4544.5138 | 1935.6363 | 2708.2283
-0.5 |  |  | 3441.3531 | 3925.4731 | 5258.6643 | 6666.0792 | 3472.4373 | 4541.473 | 1786.227 | 2708.2283
-0.3 |  |  | 2907.2571 | 3925.4731 | 4887.9848 | 6664.9159 | 3433.0472 | 4540.1068 | 1454.9376 | 2708.2283
-0.2 |  |  | 2320.0733 | 3925.4731 | 3883.7246 | 6663.5456 | 3003.2084 | 4538.7962 | 880.5162 | 2708.2283
-0.1 |  |  | 2114.2588 | 3925.4731 | 3513.6215 | 6662.8488 | 2930.5643 | 4536.3342 | 583.0573 | 2708.2283
0 |  |  | 2058.3851 | 3925.4731 | 3414.6855 | 6662.0888 | 2946.9252 | 4534.9752 | 467.7603 | 2708.2283
-0.8 |  |  | 2044.95 | 3925.4731 | 3441.5735 | 6658.8884 | 3032.4343 | 4533.231 | 409.1392 | 2708.2283
-1.3 |  |  | 2062.4648 | 3925.4731 | 3678.76 | 6657.3998 | 3171.0319 | 4533.0811 | 507.7281 | 2708.2283
-1.1 |  |  | 2128.487 | 3925.4731 | 4396.7917 | 6654.7957 | 3491.0888 | 4532.7349 | 905.7029 | 2708.2283
-0.7 |  |  | 2495.917 | 3925.4731 | 5993.4204 | 6654.4223 | 4166.1577 | 4528.4631 | 1827.2627 | 2708.2283
-0.5 |  |  | 3284.3675 | 3925.4731 | 7140.4873 | 6653.5248 | 4432.2589 | 4527.7206 | 2708.2283 | 2708.2283
-0.2 |  |  | 3751.7333 | 3925.4731 | 6626.9478 | 6652.5301 | 4432.9403 | 4527.1716 | 2194.0075 | 2708.2283
-0.2 |  |  | 3925.4731 | 3925.4731 | 6033.1236 | 6652.1041 | 4083.7317 | 4525.1019 | 1949.3919 | 2708.2283
0.3 |  |  | 3864.5904 | 3925.4731 | 5873.3304 | 6651.7007 | 3931.256 | 4521.1395 | 1942.0744 | 2708.2283
0.7 |  |  | 3808.0773 | 3925.4731 | 5532.861 | 6649.0478 | 3791.9071 | 4520.6508 | 1740.9539 | 2708.2283
0 |  |  | 3753.0352 | 3925.4731 | 5409.1181 | 6647.4181 | 3754.0674 | 4520.2572 | 1655.0507 | 2708.2283
1.1 |  |  | 3715.9691 | 3925.4731 | 5168.4981 | 6646.573 | 3558.2781 | 4519.7911 | 1610.22 | 2708.2283
1.7 |  |  | 3739.4704 | 3920.1372 | 5137.6591 | 6645.8719 | 3427.3048 | 4519.7192 | 1710.3543 | 2708.2283
1.4 |  |  | 3912.1247 | 3912.1247 | 5292.7089 | 6643.6396 | 3541.7527 | 4518.5504 | 1750.9562 | 2708.2283
1.5 |  |  | 4110.1425 | 3912.1247 | 5759.4928 | 6642.2712 | 3665.5029 | 4518.4706 | 2093.9898 | 2708.2283
1.1 |  |  | 4037.8251 | 3912.1247 | 6239.5477 | 6641.2567 | 3766.5718 | 4516.7491 | 2472.9759 | 2708.2283
1.1 |  |  | 3982.9914 | 3912.1247 | 6104.7603 | 6638.6633 | 3642.5013 | 4515.2536 | 2462.259 | 2708.2283
1.3 |  |  | 3964.9888 | 3912.1247 | 5894.7099 | 6638.5448 | 3517.1909 | 4515.148 | 2377.519 | 2708.2283
1.2 |  |  | 3951.5088 | 3912.1247 | 5881.6261 | 6637.5612 | 3528.847 | 4514.8835 | 2352.7791 | 2708.2283
0.7 |  |  | 3775.9026 | 3912.1247 | 5401.3426 | 6632.957 | 3465.7063 | 4514.6242 | 1935.6363 | 2708.2283
0.3 |  |  | 3441.3531 | 3912.1247 | 4972.6206 | 6632.5469 | 3186.3936 | 4512.679 | 1786.227 | 2708.2283
0.6 |  |  | 2907.2571 | 3912.1247 | 4591.0176 | 6631.55 | 3136.08 | 4511.7387 | 1454.9376 | 2708.2283
-0.1 |  |  | 2320.0733 | 3912.1247 | 3663.0004 | 6626.9478 | 2782.4842 | 4511.4851 | 880.5162 | 2708.2283
-0.2 |  |  | 2114.2588 | 3912.1247 | 3324.2968 | 6626.767 | 2741.2396 | 4509.5224 | 583.0573 | 2708.2283
-0.6 |  |  | 2058.3851 | 3912.1247 | 3263.9449 | 6625.8769 | 2796.1846 | 4502.1427 | 467.7603 | 2708.2283
-0.6 |  |  | 2044.95 | 3912.1247 | 3257.3678 | 6624.8303 | 2848.2286 | 4502.0547 | 409.1392 | 2708.2283
-1.3 |  |  | 2062.4648 | 3912.1247 | 3521.9101 | 6623.7483 | 3014.182 | 4499.5583 | 507.7281 | 2708.2283
-0.9 |  |  | 2128.487 | 3912.1247 | 4220.2477 | 6621.6865 | 3314.5448 | 4493.6356 | 905.7029 | 2708.2283
-0.6 |  |  | 2495.917 | 3912.1247 | 5856.7314 | 6621.0613 | 4029.4687 | 4491.8451 | 1827.2627 | 2708.2283
-1.4 |  |  | 3284.3675 | 3912.1247 | 7089.1754 | 6619.8638 | 4380.9471 | 4491.2093 | 2708.2283 | 2708.2283
-1.5 |  |  | 3751.7333 | 3912.1247 | 6618.1229 | 6619.1554 | 4424.1154 | 4489.1275 | 2194.0075 | 2708.2283
-1.3 |  |  | 3925.4731 | 3912.1247 | 6069.1786 | 6618.1229 | 4119.7867 | 4488.8148 | 1949.3919 | 2708.2283
-1.8 |  |  | 3864.5904 | 3912.1247 | 6074.8196 | 6617.5464 | 4132.7452 | 4486.2856 | 1942.0744 | 2708.2283
-1.6 |  |  | 3808.0773 | 3912.1247 | 5791.8358 | 6614.7666 | 4050.8819 | 4485.8952 | 1740.9539 | 2708.2283
-1.8 |  |  | 3753.0352 | 3912.1247 | 5624.0063 | 6612.0253 | 3968.9556 | 4485.1078 | 1655.0507 | 2708.2283
-0.9 |  |  | 3715.9691 | 3912.1247 | 5427.3093 | 6609.5656 | 3817.0893 | 4482.7163 | 1610.22 | 2708.2283
-0.9 |  |  | 3739.4704 | 3912.1247 | 5530.5137 | 6607.198 | 3820.1594 | 4481.837 | 1710.3543 | 2708.2283
-0.5 |  |  | 3912.1247 | 3912.1247 | 5595.2176 | 6604.8397 | 3844.2615 | 4481.7746 | 1750.9562 | 2708.2283
-0.5 |  |  | 4110.1425 | 3912.1247 | 6065.1535 | 6601.8482 | 3971.1637 | 4478.7791 | 2093.9898 | 2708.2283
-1.2 |  |  | 4037.8251 | 3912.1247 | 6577.6132 | 6601.5925 | 4104.6373 | 4476.5901 | 2472.9759 | 2708.2283
-1.1 |  |  | 3982.9914 | 3912.1247 | 6397.1859 | 6601.1976 | 3934.9269 | 4476.5879 | 2462.259 | 2708.2283
-0.8 |  |  | 3964.9888 | 3912.1247 | 6178.1616 | 6600.7645 | 3800.6426 | 4476.4397 | 2377.519 | 2708.2283
-0.2 |  |  | 3951.5088 | 3912.1247 | 6078.4492 | 6594.494 | 3725.6701 | 4476.2352 | 2352.7791 | 2708.2283
-0.3 |  |  | 3775.9026 | 3912.1247 | 5564.6283 | 6592.0575 | 3628.992 | 4471.9189 | 1935.6363 | 2708.2283
0.4 |  |  | 3441.3531 | 3912.1247 | 5046.6904 | 6590.6417 | 3260.4634 | 4470.7432 | 1786.227 | 2708.2283
0.2 |  |  | 2907.2571 | 3912.1247 | 4720.0071 | 6590.4799 | 3265.0695 | 4468.0898 | 1454.9376 | 2708.2283
0.1 |  |  | 2320.0733 | 3912.1247 | 3752.4387 | 6590.175 | 2871.9226 | 4467.9236 | 880.5162 | 2708.2283
0.5 |  |  | 2114.2588 | 3912.1247 | 3376.5946 | 6590.1654 | 2793.5373 | 4463.7837 | 583.0573 | 2708.2283
0.6 |  |  | 2058.3851 | 3912.1247 | 3300.7741 | 6589.491 | 2833.0138 | 4460.7882 | 467.7603 | 2708.2283
0.5 |  |  | 2044.95 | 3912.1247 | 3296.3496 | 6585.2452 | 2887.2104 | 4458.3406 | 409.1392 | 2708.2283
0.3 |  |  | 2062.4648 | 3912.1247 | 3509.5148 | 6582.5479 | 3001.7867 | 4457.7878 | 507.7281 | 2708.2283
0.1 |  |  | 2128.487 | 3912.1247 | 4229.5011 | 6581.0193 | 3323.7982 | 4457.5224 | 905.7029 | 2708.2283
-0.2 |  |  | 2495.917 | 3912.1247 | 5900.8297 | 6579.8889 | 4073.567 | 4457.0742 | 1827.2627 | 2708.2283
0 |  |  | 3284.3675 | 3912.1247 | 7046.9972 | 6578.6059 | 4338.7689 | 4455.4446 | 2708.2283 | 2708.2283
0.3 |  |  | 3751.7333 | 3912.1247 | 6533.4469 | 6578.0795 | 4339.4395 | 4454.9809 | 2194.0075 | 2708.2283
1.1 |  |  | 3925.4731 | 3912.1247 | 5840.5113 | 6577.6132 | 3891.1194 | 4453.4106 | 1949.3919 | 2708.2283
0.7 |  |  | 3864.5904 | 3912.1247 | 5788.3977 | 6575.5736 | 3846.3233 | 4448.7309 | 1942.0744 | 2708.2283
0.4 |  |  | 3808.0773 | 3912.1247 | 5543.1234 | 6574.3193 | 3802.1695 | 4446.6247 | 1740.9539 | 2708.2283
0.6 |  |  | 3753.0352 | 3912.1247 | 5301.0774 | 6572.53 | 3646.0267 | 4443.8847 | 1655.0507 | 2708.2283
0.9 |  |  | 3715.9691 | 3912.1247 | 5171.0399 | 6572.4339 | 3560.8199 | 4439.3624 | 1610.22 | 2708.2283
0.8 |  |  | 3739.4704 | 3912.1247 | 5256.1239 | 6570.5778 | 3545.7696 | 4439.0603 | 1710.3543 | 2708.2283
0.8 |  |  | 3912.1247 | 3912.1247 | 5371.2175 | 6568.4166 | 3620.2613 | 4437.164 | 1750.9562 | 2708.2283
1 |  |  | 4110.1425 | 3912.1247 | 5813.2873 | 6564.0401 | 3719.2974 | 4436.8424 | 2093.9898 | 2708.2283
0.7 |  |  | 4037.8251 | 3912.1247 | 6271.2624 | 6563.2668 | 3798.2865 | 4436.5148 | 2472.9759 | 2708.2283
0.3 |  |  | 3982.9914 | 3912.1247 | 6164.3442 | 6562.4977 | 3702.0852 | 4436.4931 | 2462.259 | 2708.2283
0.6 |  |  | 3964.9888 | 3912.1247 | 5944.6198 | 6561.1372 | 3567.1008 | 4434.6383 | 2377.519 | 2708.2283
0.2 |  |  | 3951.5088 | 3912.1247 | 5948.8839 | 6560.1051 | 3596.1048 | 4433.2957 | 2352.7791 | 2708.2283
-0.3 |  |  | 3775.9026 | 3912.1247 | 5461.4324 | 6559.5523 | 3525.7961 | 4432.9403 | 1935.6363 | 2708.2283
-0.2 |  |  | 3441.3531 | 3912.1247 | 5002.6353 | 6559.421 | 3216.4083 | 4432.2627 | 1786.227 | 2708.2283
0.6 |  |  | 2907.2571 | 3912.1247 | 4582.3755 | 6559.036 | 3127.4379 | 4432.2589 | 1454.9376 | 2708.2283
0.7 |  |  | 2556.0343 | 3912.1247 | 3987.6537 | 6556.7191 | 2928.9563 | 4431.5686 | 1058.6973 | 2708.2283
0.6 |  |  | 2262.6761 | 3912.1247 | 3455.6719 | 6555.2195 | 2735.2136 | 4431.5643 | 720.4584 | 2708.2283
0.3 |  |  | 2152.6584 | 3912.1247 | 3292.521 | 6555.0504 | 2765.142 | 4429.7408 | 527.379 | 2708.2283
0.3 |  |  | 2091.6777 | 3912.1247 | 3198.3487 | 6553.9445 | 2773.4501 | 4428.91 | 424.8986 | 2708.2283
0.6 |  |  | 2067.7158 | 3912.1247 | 3219.0385 | 6550.7088 | 2800.3373 | 4427.3325 | 418.7012 | 2708.2283
0.8 |  |  | 2070.9943 | 3912.1247 | 3463.1758 | 6548.2249 | 2950.8431 | 4424.4658 | 512.3326 | 2708.2283
0.6 |  |  | 2106.1356 | 3912.1247 | 3980.0082 | 6548.1008 | 3380.841 | 4424.1154 | 599.1672 | 2708.2283
0.6 |  |  | 2327.4422 | 3899.9327 | 4452.5143 | 6547.5535 | 3413.4406 | 4423.9141 | 1039.0737 | 2708.2283
0.9 |  |  | 2816.0682 | 3894.9445 | 5364.144 | 6546.1188 | 3621.6702 | 4416.2974 | 1742.4737 | 2708.2283
0.8 |  |  | 3262.8721 | 3884.4386 | 6418.8949 | 6546.0967 | 3858.0379 | 4414.4655 | 2560.857 | 2708.2283
1 |  |  | 3393.9904 | 3876.8433 | 6517.9047 | 6544.3984 | 3740.0933 | 4414.2754 | 2777.8114 | 2708.2283
1.5 |  |  | 3426.6145 | 3876.5541 | 6447.785 | 6540.6146 | 3689.6612 | 4410.6635 | 2758.1239 | 2708.2283
1.9 |  |  | 3410.4674 | 3876.5541 | 6022.0968 | 6539.0294 | 3585.5809 | 4407.8941 | 2436.5158 | 2708.2283
2.1 |  |  | 3358.9152 | 3876.0811 | 5653.7227 | 6538.7523 | 3458.2669 | 4406.5754 | 2195.4559 | 2708.2283
2.7 |  |  | 3442.1381 | 3875.132 | 5286.807 | 6537.9212 | 3273.0316 | 4406.5229 | 2013.7755 | 2708.2283
2.8 |  |  | 3611.5456 | 3871.0516 | 5241.4035 | 6535.6233 | 3327.7314 | 4406.2695 | 1913.6721 | 2708.2283
2.4 |  |  | 3672.6769 | 3866.5893 | 5438.4146 | 6535.3449 | 3461.4673 | 4405.1808 | 1976.9473 | 2708.2283
2.7 |  |  | 3723.76 | 3864.8372 | 5689.8676 | 6533.4469 | 3407.5988 | 4405.0907 | 2282.2688 | 2708.2283
2.6 |  |  | 3757.8643 | 3864.5904 | 5589.494 | 6532.5234 | 3392.2732 | 4404.3933 | 2197.2207 | 2708.2283
2 |  |  | 3811.2103 | 3864.5904 | 5526.968 | 6530.5903 | 3397.6142 | 4403.1585 | 2129.3539 | 2708.2283
3 |  |  | 3743.4193 | 3864.5904 | 5340.1899 | 6527.4172 | 3149.5845 | 4401.2364 | 2190.6053 | 2708.2283
3 |  |  | 3527.2232 | 3864.5904 | 4879.2063 | 6527.348 | 3002.5761 | 4401.1297 | 1876.6302 | 2708.2283
3.5 |  |  | 3285.9257 | 3864.5904 | 4194.9714 | 6526.2525 | 2596.9739 | 4399.8776 | 1597.9976 | 2708.2283
3.2 |  |  | 2862.6999 | 3864.5904 | 3868.0664 | 6524.6158 | 2649.8172 | 4399.7575 | 1218.2492 | 2708.2283
3.2 |  |  | 2552.5572 | 3864.5904 | 3680.7222 | 6524.3052 | 2622.0249 | 4398.3773 | 1058.6973 | 2708.2283
3.5 |  |  | 2260.729 | 3864.5904 | 3096.3256 | 6523.4749 | 2375.8672 | 4398.2025 | 720.4584 | 2708.2283
3.3 |  |  | 2150.4812 | 3864.5904 | 2927.6525 | 6523.1669 | 2400.2734 | 4397.2002 | 527.379 | 2708.2283
3.2 |  |  | 2090.5283 | 3864.5904 | 2826.8813 | 6522.2344 | 2401.9827 | 4396.9722 | 424.8986 | 2708.2283
3 |  |  | 2065.7241 | 3864.5904 | 2871.9374 | 6522.1864 | 2453.2362 | 4396.8425 | 418.7012 | 2708.2283
3.6 |  |  | 2067.9385 | 3864.5904 | 2993.9977 | 6520.1504 | 2481.6651 | 4396.8322 | 512.3326 | 2708.2283
3.9 |  |  | 2099.6769 | 3864.5904 | 3549.6638 | 6518.4915 | 2950.4966 | 4395.067 | 599.1672 | 2708.2283
4.1 |  |  | 2316.1177 | 3864.5904 | 3984.7429 | 6518.4179 | 2945.6692 | 4389.2281 | 1039.0737 | 2708.2283
4.6 |  |  | 2787.4749 | 3864.5904 | 4860.6423 | 6517.9047 | 3118.1685 | 4386.3958 | 1742.4737 | 2708.2283
4.6 |  |  | 3208.4069 | 3864.5904 | 5791.9176 | 6516.579 | 3231.0606 | 4383.968 | 2560.857 | 2708.2283
4.5 |  |  | 3321.3675 | 3864.5904 | 5971.7891 | 6515.1443 | 3193.9777 | 4383.7139 | 2777.8114 | 2567.4515
4.5 |  |  | 3351.8283 | 3864.5904 | 5932.1919 | 6514.918 | 3174.0681 | 4383.0227 | 2758.1239 | 2567.4515
4.6 |  |  | 3334.8945 | 3864.5904 | 5515.029 | 6513.0352 | 3078.5132 | 4381.6523 | 2436.5158 | 2567.4515
4.3 |  |  | 3283.935 | 3864.5904 | 5259.4361 | 6512.7581 | 3063.9803 | 4381.5661 | 2195.4559 | 2567.4515
4.2 |  |  | 3373.9171 | 3864.5904 | 4965.09 | 6511.187 | 2951.3146 | 4380.9471 | 2013.7755 | 2567.4515
4.1 |  |  | 3551.6632 | 3864.5904 | 4970.8459 | 6507.4559 | 3057.1738 | 4380.3327 | 1913.6721 | 2567.4515
4.1 |  |  | 3619.408 | 3864.5904 | 5129.6894 | 6505.4104 | 3152.7422 | 4379.783 | 1976.9473 | 2567.4515
4.7 |  |  | 3675.2613 | 3864.5904 | 5328.1106 | 6505.1605 | 3045.8418 | 4377.9683 | 2282.2688 | 2567.4515
5.1 |  |  | 3720.9417 | 3864.5904 | 5147.049 | 6505.1536 | 2949.8282 | 4377.9248 | 2197.2207 | 2567.4515
4.9 |  |  | 3786.8017 | 3864.5904 | 5034.126 | 6503.9916 | 2904.7721 | 4377.7453 | 2129.3539 | 2567.4515
5.4 |  |  | 3728.2462 | 3864.5904 | 4890.2988 | 6503.6232 | 2699.6935 | 4377.0448 | 2190.6053 | 2567.4515
5 |  |  | 3517.9331 | 3864.5904 | 4541.6243 | 6500.933 | 2664.9941 | 4375.6288 | 1876.6302 | 2567.4515
5.5 |  |  | 3279.4647 | 3864.5904 | 3851.1199 | 6500.3807 | 2253.1223 | 4375.3769 | 1597.9976 | 2567.4515
5 |  |  | 2858.0765 | 3864.5904 | 3515.2371 | 6498.3831 | 2296.9879 | 4372.8887 | 1218.2492 | 2567.4515
4.3 |  |  | 2320.0733 | 3864.5904 | 2994.7521 | 6497.8705 | 2114.2359 | 4370.8534 | 880.5162 | 2567.4515
4.9 |  |  | 2114.2588 | 3864.5904 | 2564.391 | 6497.5756 | 1981.3338 | 4370.4591 | 583.0573 | 2567.4515
4.5 |  |  | 2058.3851 | 3864.5904 | 2502.6122 | 6497.2232 | 2034.8519 | 4369.3868 | 467.7603 | 2567.4515
5.1 |  |  | 2044.95 | 3864.5904 | 2440.7297 | 6495.6124 | 2031.5905 | 4368.947 | 409.1392 | 2567.4515
5.1 |  |  | 2062.4648 | 3864.5904 | 2614.7934 | 6495.5871 | 2107.0653 | 4368.4517 | 507.7281 | 2567.4515
4.6 |  |  | 2128.487 | 3864.5904 | 3199.2253 | 6495.476 | 2293.5224 | 4367.843 | 905.7029 | 2567.4515
1.9 |  |  | 2495.917 | 3864.5904 | 5162.0866 | 6495.0036 | 3334.824 | 4363.5576 | 1827.2627 | 2567.4515
1 |  |  | 3284.3675 | 3864.5904 | 6323.6529 | 6492.1749 | 3615.4245 | 4363.2516 | 2708.2283 | 2560.857
1.6 |  |  | 3751.7333 | 3864.5904 | 5764.9777 | 6491.19 | 3570.9702 | 4361.7224 | 2194.0075 | 2560.857
2.7 |  |  | 3925.4731 | 3864.5904 | 5160.6648 | 6490.9017 | 3211.2729 | 4359.7443 | 1949.3919 | 2560.857
2.3 |  |  | 3864.5904 | 3864.5904 | 5181.9354 | 6489.5716 | 3239.8611 | 4357.7892 | 1942.0744 | 2560.857
2.2 |  |  | 3808.0773 | 3864.5904 | 4965.9768 | 6489.0184 | 3225.0229 | 4356.18 | 1740.9539 | 2560.857
3.6 |  |  | 3753.0352 | 3864.5904 | 4605.9995 | 6478.4085 | 2950.9488 | 4356.0663 | 1655.0507 | 2560.857
4.2 |  |  | 3715.9691 | 3864.5904 | 4452.9211 | 6477.5095 | 2842.7011 | 4355.6278 | 1610.22 | 2560.857
4.2 |  |  | 3739.4704 | 3864.5904 | 4542.8015 | 6477.3873 | 2832.4471 | 4354.4887 | 1710.3543 | 2560.857
3.7 |  |  | 3912.1247 | 3864.5904 | 4741.6351 | 6476.3954 | 2990.6789 | 4354.037 | 1750.9562 | 2560.857
3.1 |  |  | 4110.1425 | 3864.5904 | 5288.1402 | 6476.3647 | 3194.1504 | 4353.9299 | 2093.9898 | 2560.857
2.4 |  |  | 4037.8251 | 3864.5904 | 5807.3849 | 6476.0246 | 3334.409 | 4350.1634 | 2472.9759 | 2560.857
2.6 |  |  | 3982.9914 | 3864.5904 | 5634.4096 | 6475.6901 | 3172.1506 | 4348.9456 | 2462.259 | 2560.857
2.6 |  |  | 3964.9888 | 3864.5904 | 5488.8457 | 6473.824 | 3111.3267 | 4347.4924 | 2377.519 | 2560.857
2.6 |  |  | 3951.5088 | 3864.5904 | 5495.4296 | 6471.5139 | 3142.6505 | 4346.4653 | 2352.7791 | 2560.857
2.3 |  |  | 3775.9026 | 3864.5904 | 5018.3282 | 6471.1392 | 3082.6919 | 4345.4926 | 1935.6363 | 2560.857
1.8 |  |  | 3441.3531 | 3864.5904 | 4630.4258 | 6470.5315 | 2844.1988 | 4344.9591 | 1786.227 | 2560.857
1.7 |  |  | 2907.2571 | 3864.5904 | 4264.8154 | 6470.1301 | 2809.8778 | 4343.7182 | 1454.9376 | 2560.857
1.8 |  |  | 2320.0733 | 3864.5904 | 3287.236 | 6470.0427 | 2406.7198 | 4343.433 | 880.5162 | 2560.857
1.8 |  |  | 2114.2588 | 3864.5904 | 2934.9454 | 6469.8385 | 2351.8882 | 4343.1015 | 583.0573 | 2560.857
1.9 |  |  | 2058.3851 | 3864.5904 | 2842.1099 | 6465.9089 | 2374.3496 | 4342.912 | 467.7603 | 2560.857
1.7 |  |  | 2044.95 | 3864.5904 | 2859.0733 | 6463.8505 | 2449.9341 | 4342.3042 | 409.1392 | 2560.857
1.6 |  |  | 2062.4648 | 3864.5904 | 3085.4783 | 6462.0109 | 2577.7502 | 4339.6196 | 507.7281 | 2560.857
1.3 |  |  | 2128.487 | 3864.5904 | 3776.3339 | 6461.6789 | 2870.6311 | 4339.4395 | 905.7029 | 2560.857
1.3 |  |  | 2495.917 | 3864.5904 | 5449.9119 | 6460.7382 | 3622.6493 | 4339.0867 | 1827.2627 | 2560.857
1.1 |  |  | 3284.3675 | 3864.5904 | 6578.6059 | 6459.3119 | 3870.3775 | 4338.9348 | 2708.2283 | 2560.857
1.1 |  |  | 3751.7333 | 3864.5904 | 6084.3637 | 6458.2768 | 3890.3563 | 4338.7982 | 2194.0075 | 2560.857
0.7 |  |  | 3925.4731 | 3864.5904 | 5612.4516 | 6457.0235 | 3663.0597 | 4338.7689 | 1949.3919 | 2560.857
0.8 |  |  | 3864.5904 | 3863.866 | 5554.2625 | 6456.4733 | 3612.1881 | 4333.8144 | 1942.0744 | 2560.857
0.8 |  |  | 3808.0773 | 3860.7608 | 5306.7212 | 6455.7122 | 3565.7673 | 4333.787 | 1740.9539 | 2560.857
1.3 |  |  | 3753.0352 | 3849.8602 | 5057.9866 | 6450.6867 | 3402.9358 | 4332.8379 | 1655.0507 | 2560.857
1.3 |  |  | 3715.9691 | 3846.967 | 4989.1868 | 6449.6176 | 3378.9668 | 4332.2561 | 1610.22 | 2560.857
0.9 |  |  | 3739.4704 | 3846.0523 | 5154.8262 | 6448.4918 | 3444.4719 | 4331.607 | 1710.3543 | 2560.857
0.8 |  |  | 3912.1247 | 3844.6783 | 5300.0032 | 6447.785 | 3549.047 | 4331.1256 | 1750.9562 | 2560.857
0.9 |  |  | 4110.1425 | 3841.1631 | 5746.159 | 6446.4201 | 3652.1691 | 4330.9663 | 2093.9898 | 2560.857
0.9 |  |  | 4037.8251 | 3839.1826 | 6165.1775 | 6446.0071 | 3692.2016 | 4330.507 | 2472.9759 | 2560.857
0.8 |  |  | 3982.9914 | 3831.3847 | 6023.4399 | 6445.2879 | 3561.1809 | 4330.2586 | 2462.259 | 2560.857
0.9 |  |  | 3964.9888 | 3830.0681 | 5843.7535 | 6444.9875 | 3466.2346 | 4326.5147 | 2377.519 | 2560.857
1.2 |  |  | 3951.5088 | 3826.4955 | 5795.3086 | 6442.5039 | 3442.5295 | 4321.748 | 2352.7791 | 2560.857
1.6 |  |  | 3775.9026 | 3824.4351 | 5251.1303 | 6438.3733 | 3315.494 | 4321.5231 | 1935.6363 | 2560.857
2.1 |  |  | 3441.3531 | 3822.8256 | 4757.4899 | 6438.3503 | 2971.2629 | 4320.4425 | 1786.227 | 2560.857
2 |  |  | 2907.2571 | 3818.8021 | 4392.5951 | 6438.0202 | 2937.6575 | 4320.1291 | 1454.9376 | 2560.857
1.9 |  |  | 2320.0733 | 3818.4898 | 3438.4731 | 6433.2508 | 2557.9569 | 4318.9288 | 880.5162 | 2560.857
1.8 |  |  | 2114.2588 | 3811.8278 | 3086.9014 | 6432.7102 | 2503.8442 | 4316.6937 | 583.0573 | 2560.857
1.8 |  |  | 2058.3851 | 3811.2103 | 3010.9447 | 6432.6424 | 2543.1844 | 4316.6391 | 467.7603 | 2560.857
1.9 |  |  | 2044.95 | 3811.2103 | 2994.5429 | 6430.9734 | 2585.4037 | 4314.9658 | 409.1392 | 2560.857
2.3 |  |  | 2062.4648 | 3811.2103 | 3163.5634 | 6430.5942 | 2655.8353 | 4314.9318 | 507.7281 | 2560.857
2.1 |  |  | 2128.487 | 3811.2103 | 3818.4675 | 6427.7769 | 2912.7646 | 4314.7313 | 905.7029 | 2560.857
2 |  |  | 2495.917 | 3811.2103 | 5469.2649 | 6427.6706 | 3642.0023 | 4312.0347 | 1827.2627 | 2560.857
1.8 |  |  | 3284.3675 | 3811.2103 | 6625.8769 | 6427.6174 | 3917.6486 | 4311.6348 | 2708.2283 | 2560.857
1.8 |  |  | 3751.7333 | 3811.2103 | 6136.8881 | 6427.2289 | 3942.8806 | 4310.672 | 2194.0075 | 2560.857
1.7 |  |  | 3925.4731 | 3811.2103 | 5576.0815 | 6426.8277 | 3626.6896 | 4309.0854 | 1949.3919 | 2560.857
1.5 |  |  | 3864.5904 | 3811.2103 | 5527.689 | 6425.0172 | 3585.6146 | 4307.7889 | 1942.0744 | 2560.857
1.2 |  |  | 3808.0773 | 3811.2103 | 5303.3015 | 6424.2484 | 3562.3477 | 4307.237 | 1740.9539 | 2560.857
1.2 |  |  | 3753.0352 | 3811.2103 | 5107.8405 | 6422.9717 | 3452.7898 | 4301.5696 | 1655.0507 | 2560.857
1.6 |  |  | 3715.9691 | 3811.2103 | 4974.0207 | 6422.4305 | 3363.8006 | 4301.1893 | 1610.22 | 2560.857
1.9 |  |  | 3739.4704 | 3811.2103 | 5014.8222 | 6421.7712 | 3304.4679 | 4300.7209 | 1710.3543 | 2560.857
1.3 |  |  | 3912.1247 | 3808.0773 | 5225.5347 | 6421.3108 | 3474.5785 | 4299.5366 | 1750.9562 | 2560.857
1.8 |  |  | 4110.1425 | 3808.0773 | 5614.1126 | 6418.8949 | 3520.1227 | 4298.3663 | 2093.9898 | 2560.857
1.5 |  |  | 4037.8251 | 3808.0773 | 6074.6131 | 6417.2106 | 3601.6372 | 4298.2985 | 2472.9759 | 2560.857
1.5 |  |  | 3982.9914 | 3808.0773 | 5924.9267 | 6416.3555 | 3462.6677 | 4297.9489 | 2462.259 | 2560.857
0.9 |  |  | 3964.9888 | 3808.0773 | 5817.5768 | 6414.994 | 3440.0578 | 4297.9126 | 2377.519 | 2560.857
0.6 |  |  | 3951.5088 | 3808.0773 | 5818.0059 | 6409.8162 | 3465.2268 | 4293.6178 | 2352.7791 | 2560.857
0.4 |  |  | 3775.9026 | 3808.0773 | 5311.7411 | 6409.4828 | 3376.1048 | 4285.9847 | 1935.6363 | 2560.857
0.3 |  |  | 3441.3531 | 3808.0773 | 4879.0454 | 6408.1451 | 3092.8184 | 4285.4192 | 1786.227 | 2560.857
0 |  |  | 2907.2571 | 3808.0773 | 4549.4367 | 6405.5173 | 3094.4991 | 4284.7821 | 1454.9376 | 2560.857
0 |  |  | 2320.0733 | 3808.0773 | 3561.8487 | 6405.0152 | 2681.3325 | 4281.0945 | 880.5162 | 2560.857
-0.1 |  |  | 2114.2588 | 3808.0773 | 3226.2009 | 6402.9343 | 2643.1436 | 4279.7634 | 583.0573 | 2560.857
-0.2 |  |  | 2058.3851 | 3808.0773 | 3141.7237 | 6402.5083 | 2673.9633 | 4279.1641 | 467.7603 | 2560.857
0.1 |  |  | 2044.95 | 3808.0773 | 3123.9467 | 6401.9976 | 2714.8075 | 4277.3214 | 409.1392 | 2560.857
0.2 |  |  | 2062.4648 | 3808.0773 | 3338.6371 | 6400.8238 | 2830.909 | 4276.045 | 507.7281 | 2560.857
0.1 |  |  | 2128.487 | 3808.0773 | 4051.4934 | 6400.6036 | 3145.7905 | 4274.5851 | 905.7029 | 2560.857
0 |  |  | 2495.917 | 3808.0773 | 5736.2386 | 6399.7397 | 3908.976 | 4271.8907 | 1827.2627 | 2560.857
-0.2 |  |  | 3284.3675 | 3808.0773 | 6904.1328 | 6398.219 | 4195.9044 | 4271.1754 | 2708.2283 | 2560.857
-0.2 |  |  | 3751.7333 | 3808.0773 | 6427.6706 | 6398.1229 | 4233.6632 | 4269.5984 | 2194.0075 | 2560.857
-0.1 |  |  | 3925.4731 | 3808.0773 | 5878.9459 | 6397.1859 | 3929.5539 | 4268.8506 | 1949.3919 | 2560.857
-0.2 |  |  | 3864.5904 | 3808.0773 | 5829.4114 | 6395.916 | 3887.337 | 4268.4316 | 1942.0744 | 2560.857
0.3 |  |  | 3808.0773 | 3808.0773 | 5501.7267 | 6395.7935 | 3760.7728 | 4267.8691 | 1740.9539 | 2560.857
0.1 |  |  | 3753.0352 | 3808.0773 | 5330.054 | 6395.4794 | 3675.0033 | 4267.2258 | 1655.0507 | 2560.857
0.5 |  |  | 3715.9691 | 3808.0773 | 5197.6808 | 6392.3921 | 3587.4607 | 4267.2188 | 1610.22 | 2560.857
0.6 |  |  | 3739.4704 | 3808.0773 | 5271.8878 | 6392.3845 | 3561.5335 | 4267.2014 | 1710.3543 | 2560.857
0.5 |  |  | 3912.1247 | 3808.0773 | 5408.3535 | 6391.9388 | 3657.3973 | 4267.0847 | 1750.9562 | 2560.857
0.7 |  |  | 4110.1425 | 3808.0773 | 5850.9621 | 6386.556 | 3756.9722 | 4265.6421 | 2093.9898 | 2560.857
0.2 |  |  | 4037.8251 | 3808.0773 | 6341.0287 | 6385.8663 | 3868.0528 | 4264.7522 | 2472.9759 | 2560.857
-0.3 |  |  | 3982.9914 | 3808.0773 | 6245.1082 | 6383.2611 | 3782.8492 | 4262.7976 | 2462.259 | 2560.857
-0.9 |  |  | 3964.9888 | 3808.0773 | 6128.2074 | 6382.6876 | 3750.6884 | 4262.4719 | 2377.519 | 2560.857
0.2 |  |  | 3951.5088 | 3808.0773 | 5977.1094 | 6381.1028 | 3624.3303 | 4261.8526 | 2352.7791 | 2560.857
-1.1 |  |  | 3775.9026 | 3808.0773 | 5556.6696 | 6380.1058 | 3621.0333 | 4258.3338 | 1935.6363 | 2560.857
-2 |  |  | 3441.3531 | 3808.0773 | 5181.6547 | 6378.5225 | 3395.4277 | 4255.6524 | 1786.227 | 2560.857
-1.6 |  |  | 2907.2571 | 3808.0773 | 4818.5762 | 6376.8059 | 3363.6386 | 4255.438 | 1454.9376 | 2560.857
-1.8 |  |  | 2320.0733 | 3808.0773 | 3830.7854 | 6374.8044 | 2950.2692 | 4254.4844 | 880.5162 | 2560.857
-1.1 |  |  | 2114.2588 | 3808.0773 | 3446.2026 | 6373.9408 | 2863.1453 | 4254.0261 | 583.0573 | 2560.857
-1.3 |  |  | 2058.3851 | 3808.0773 | 3372.8027 | 6372.7469 | 2905.0423 | 4252.8136 | 467.7603 | 2560.857
-1.5 |  |  | 2044.95 | 3808.0773 | 3388.366 | 6372.1511 | 2979.2268 | 4252.2599 | 409.1392 | 2560.857
-0.7 |  |  | 2062.4648 | 3808.0773 | 3557.368 | 6371.5478 | 3049.6399 | 4250.0623 | 507.7281 | 2560.857
-1.8 |  |  | 2128.487 | 3808.0773 | 4398.9245 | 6369.2548 | 3493.2216 | 4248.9423 | 905.7029 | 2560.857
-3 |  |  | 2495.917 | 3808.0773 | 6211.2307 | 6364.3001 | 4383.968 | 4248.7746 | 1827.2627 | 2560.857
-1.9 |  |  | 3284.3675 | 3808.0773 | 7262.0684 | 6363.94 | 4553.8401 | 4246.1201 | 2708.2283 | 2560.857
-1.5 |  |  | 3751.7333 | 3808.0773 | 6750.0308 | 6361.0926 | 4556.0233 | 4245.457 | 2194.0075 | 2560.857
-3 |  |  | 3925.4731 | 3808.0773 | 6382.6876 | 6361.0582 | 4433.2957 | 4244.3658 | 1949.3919 | 2560.857
-1.9 |  |  | 3864.5904 | 3808.0773 | 6182.9338 | 6358.4048 | 4240.8594 | 4244.3135 | 1942.0744 | 2560.857
-3.2 |  |  | 3808.0773 | 3808.0773 | 6088.4463 | 6357.5136 | 4347.4924 | 4242.3607 | 1740.9539 | 2560.857
-1.9 |  |  | 3753.0352 | 3808.0773 | 5716.7627 | 6356.0081 | 4061.712 | 4242.0748 | 1655.0507 | 2560.857
-0.6 |  |  | 3715.9691 | 3808.0773 | 5459.2816 | 6351.8586 | 3849.0616 | 4242.018 | 1610.22 | 2560.857
0.7 |  |  | 3739.4704 | 3808.0773 | 5339.9403 | 6350.8521 | 3629.586 | 4240.9166 | 1710.3543 | 2560.857
-0.8 |  |  | 3912.1247 | 3808.0773 | 5685.4114 | 6349.9684 | 3934.4552 | 4240.8594 | 1750.9562 | 2472.9759
-2.8 |  |  | 4110.1425 | 3808.0773 | 6449.6176 | 6348.1881 | 4355.6278 | 4240.4109 | 2093.9898 | 2472.9759
-1.8 |  |  | 4037.8251 | 3808.0773 | 6721.9182 | 6344.7518 | 4248.9423 | 4240.0811 | 2472.9759 | 2472.9759
-4.5 |  |  | 3982.9914 | 3808.0773 | 6851.4871 | 6344.7417 | 4389.2281 | 4240.0718 | 2462.259 | 2472.9759
-2.4 |  |  | 3964.9888 | 3808.0773 | 6425.0172 | 6344.0521 | 4047.4982 | 4239.4654 | 2377.519 | 2472.9759
-3.4 |  |  | 3951.5088 | 3808.0773 | 6446.4201 | 6343.9208 | 4093.641 | 4239.4558 | 2352.7791 | 2472.9759
-4.3 |  |  | 3775.9026 | 3808.0773 | 5966.0146 | 6342.9261 | 4030.3783 | 4237.3959 | 1935.6363 | 2472.9759
-4.1 |  |  | 3441.3531 | 3808.0773 | 5499.2631 | 6342.5163 | 3713.0361 | 4236.8097 | 1786.227 | 2472.9759
-3.7 |  |  | 2907.2571 | 3808.0773 | 5167.5441 | 6341.0287 | 3712.6065 | 4236.5329 | 1454.9376 | 2472.9759
-3.7 |  |  | 2556.0343 | 3808.0773 | 4558.8113 | 6338.9782 | 3500.114 | 4233.9173 | 1058.6973 | 2472.9759
-4.3 |  |  | 2262.6761 | 3808.0773 | 4092.0057 | 6337.6573 | 3371.5473 | 4233.6632 | 720.4584 | 2472.9759
-4.5 |  |  | 2152.6584 | 3808.0773 | 3922.006 | 6329.4054 | 3394.627 | 4233.2396 | 527.379 | 2472.9759
-5.3 |  |  | 2091.6777 | 3808.0773 | 3894.3716 | 6329.3174 | 3469.473 | 4231.861 | 424.8986 | 2472.9759
-4.7 |  |  | 2067.7158 | 3808.0773 | 3916.3423 | 6326.747 | 3497.6411 | 4230.7047 | 418.7012 | 2472.9759
-4.6 |  |  | 2070.9943 | 3808.0773 | 4332.9012 | 6325.0207 | 3820.5686 | 4229.4161 | 512.3326 | 2472.9759
-4.5 |  |  | 2106.1356 | 3808.0773 | 4681.1728 | 6324.7468 | 4082.0056 | 4226.3154 | 599.1672 | 2472.9759
-5.1 |  |  | 2327.4422 | 3804.7158 | 5227.9089 | 6324.1635 | 4188.8352 | 4224.872 | 1039.0737 | 2472.9759
-5.5 |  |  | 2816.0682 | 3801.8111 | 6213.217 | 6323.7662 | 4470.7432 | 4224.7458 | 1742.4737 | 2472.9759
-7 |  |  | 3262.8721 | 3795.412 | 7606.519 | 6323.6529 | 5045.662 | 4223.733 | 2560.857 | 2472.9759
-6.8 |  |  | 3393.9904 | 3795.412 | 7535.7288 | 6322.9249 | 4757.9174 | 4223.5595 | 2777.8114 | 2472.9759
-6.7 |  |  | 3426.6145 | 3794.8686 | 7597.5167 | 6320.7712 | 4839.3929 | 4223.0967 | 2758.1239 | 2472.9759
-5.6 |  |  | 3410.4674 | 3789.8597 | 7170.3243 | 6319.7624 | 4733.8085 | 4223.0734 | 2436.5158 | 2472.9759
-4 |  |  | 3358.9152 | 3789.8597 | 6663.5456 | 6319.3733 | 4468.0898 | 4222.7963 | 2195.4559 | 2472.9759
-3.9 |  |  | 3442.1381 | 3789.8597 | 6272.1092 | 6318.7493 | 4258.3338 | 4222.1166 | 2013.7755 | 2472.9759
-3.4 |  |  | 3611.5456 | 3789.8597 | 6290.7169 | 6317.8437 | 4377.0448 | 4220.1826 | 1913.6721 | 2472.9759
-5.3 |  |  | 3672.6769 | 3789.8597 | 6703.9463 | 6317.2349 | 4726.999 | 4219.9117 | 1976.9473 | 2472.9759
-5.1 |  |  | 3723.76 | 3789.8597 | 6894.8176 | 6316.8772 | 4612.5488 | 4219.0695 | 2282.2688 | 2472.9759
-5.5 |  |  | 3757.8643 | 3789.8597 | 6828.8343 | 6315.71 | 4631.6136 | 4219.0619 | 2197.2207 | 2472.9759
-4.9 |  |  | 3811.2103 | 3789.8597 | 6662.0888 | 6315.5366 | 4532.7349 | 4216.9455 | 2129.3539 | 2472.9759
-4.3 |  |  | 3743.4193 | 3789.8597 | 6559.5523 | 6313.5822 | 4368.947 | 4215.4753 | 2190.6053 | 2472.9759
-5.5 |  |  | 3527.2232 | 3789.8597 | 6085.2348 | 6313.2897 | 4208.6046 | 4213.8481 | 1876.6302 | 2472.9759
-6.2 |  |  | 3285.9257 | 3789.8597 | 5408.4187 | 6312.991 | 3810.4211 | 4212.6464 | 1597.9976 | 2472.9759
-5.8 |  |  | 2862.6999 | 3789.8597 | 5138.9565 | 6312.9495 | 3920.7073 | 4210.2663 | 1218.2492 | 2472.9759
-5.8 |  |  | 2552.5572 | 3789.8597 | 4981.2258 | 6311.4679 | 3922.5285 | 4208.8109 | 1058.6973 | 2472.9759
-6 |  |  | 2260.729 | 3789.8597 | 4456.4293 | 6311.0132 | 3735.971 | 4208.7032 | 720.4584 | 2472.9759
-5.7 |  |  | 2150.4812 | 3789.8597 | 4288.6396 | 6310.4018 | 3761.2606 | 4208.6046 | 527.379 | 2472.9759
-5.1 |  |  | 2090.5283 | 3789.8597 | 4164.2301 | 6310.2049 | 3739.3315 | 4208.1042 | 424.8986 | 2472.9759
-4.7 |  |  | 2065.7241 | 3789.8597 | 4174.0405 | 6306.4842 | 3755.3393 | 4207.9901 | 418.7012 | 2472.9759
-4.8 |  |  | 2067.9385 | 3789.8597 | 4608.4353 | 6306.4072 | 4096.1027 | 4207.3782 | 512.3326 | 2472.9759
-4.8 |  |  | 2099.6769 | 3789.8597 | 4930.2929 | 6305.3378 | 4331.1256 | 4207.326 | 599.1672 | 2472.9759
-4.7 |  |  | 2316.1177 | 3789.8597 | 5437.2762 | 6305.326 | 4398.2025 | 4203.5003 | 1039.0737 | 2472.9759
-4.4 |  |  | 2787.4749 | 3789.8597 | 6319.7624 | 6304.6594 | 4577.2887 | 4200.9393 | 1742.4737 | 2472.9759
-4.1 |  |  | 3208.4069 | 3789.8597 | 7370.1147 | 6303.8806 | 4809.2577 | 4198.9636 | 2560.857 | 2472.9759
-3.8 |  |  | 3321.3675 | 3789.8597 | 7405.2003 | 6303.8724 | 4627.389 | 4198.1783 | 2777.8114 | 2472.9759
-3.8 |  |  | 3351.8283 | 3789.8597 | 7344.9347 | 6300.2822 | 4586.8108 | 4197.7582 | 2758.1239 | 2472.9759
-3.5 |  |  | 3334.8945 | 3789.8597 | 6971.491 | 6300.1501 | 4534.9752 | 4196.8096 | 2436.5158 | 2472.9759
-2.6 |  |  | 3283.935 | 3789.8597 | 6421.7712 | 6297.9657 | 4226.3154 | 4196.6646 | 2195.4559 | 2472.9759
-2.4 |  |  | 3373.9171 | 3789.8597 | 6102.2175 | 6296.1098 | 4088.4421 | 4196.6294 | 2013.7755 | 2472.9759
-2.5 |  |  | 3551.6632 | 3789.8597 | 6136.7688 | 6295.7725 | 4223.0967 | 4196.1069 | 1913.6721 | 2472.9759
-2.4 |  |  | 3619.408 | 3789.8597 | 6225.7218 | 6291.597 | 4248.7746 | 4195.9044 | 1976.9473 | 2472.9759
-2.6 |  |  | 3675.2613 | 3789.8597 | 6537.9212 | 6290.7169 | 4255.6524 | 4195.712 | 2282.2688 | 2472.9759
-2.7 |  |  | 3720.9417 | 3789.8597 | 6495.5871 | 6289.7018 | 4298.3663 | 4194.4123 | 2197.2207 | 2472.9759
-2.4 |  |  | 3786.8017 | 3789.8597 | 6323.7662 | 6289.6628 | 4194.4123 | 4193.3397 | 2129.3539 | 2472.9759
-2.9 |  |  | 3728.2462 | 3789.8597 | 6357.5136 | 6287.6923 | 4166.9082 | 4192.1633 | 2190.6053 | 2472.9759
-3.4 |  |  | 3517.9331 | 3789.8597 | 5820.5809 | 6287.5301 | 3943.9507 | 4191.94 | 1876.6302 | 2472.9759
-2.7 |  |  | 3279.4647 | 3789.8597 | 5066.9482 | 6287.4124 | 3468.9506 | 4190.2984 | 1597.9976 | 2472.9759
-2.6 |  |  | 2858.0765 | 3789.8597 | 4778.0136 | 6285.3772 | 3559.7644 | 4190.2635 | 1218.2492 | 2472.9759
-3 |  |  | 2320.0733 | 3789.8597 | 4225.7612 | 6284.5809 | 3345.245 | 4188.8352 | 880.5162 | 2472.9759
-3.5 |  |  | 2114.2588 | 3789.8597 | 3933.4495 | 6283.3592 | 3350.3922 | 4188.4359 | 583.0573 | 2472.9759
-3.6 |  |  | 2058.3851 | 3789.8597 | 3855.0693 | 6282.4269 | 3387.3089 | 4187.8053 | 467.7603 | 2472.9759
-4.8 |  |  | 2044.95 | 3789.8597 | 3930.7509 | 6281.112 | 3521.6117 | 4186.8829 | 409.1392 | 2472.9759
-4.5 |  |  | 2062.4648 | 3789.8597 | 4147.2883 | 6281.0607 | 3639.5602 | 4186.0992 | 507.7281 | 2472.9759
-5.6 |  |  | 2128.487 | 3789.8597 | 5103.4611 | 6280.8725 | 4197.7582 | 4185.5375 | 905.7029 | 2472.9759
-5.2 |  |  | 2495.917 | 3789.8597 | 6737.0497 | 6278.6199 | 4909.787 | 4184.6301 | 1827.2627 | 2472.9759
-3.2 |  |  | 3284.3675 | 3789.8597 | 7739.0394 | 6278.4431 | 5030.811 | 4184.4239 | 2708.2283 | 2472.9759
-3.6 |  |  | 3751.7333 | 3789.8597 | 7313.139 | 6277.1828 | 5119.1315 | 4181.3018 | 2194.0075 | 2472.9759
-2.9 |  |  | 3925.4731 | 3789.8597 | 6638.5448 | 6276.971 | 4689.1528 | 4178.8917 | 1949.3919 | 2472.9759
-2.8 |  |  | 3864.5904 | 3789.8597 | 6516.579 | 6276.8132 | 4574.5047 | 4178.2762 | 1942.0744 | 2472.9759
-3.3 |  |  | 3808.0773 | 3789.8597 | 6282.4269 | 6275.9935 | 4541.473 | 4178.1776 | 1740.9539 | 2472.9759
-2.6 |  |  | 3753.0352 | 3789.8597 | 5962.2877 | 6275.5438 | 4307.237 | 4176.1663 | 1655.0507 | 2472.9759
-1.4 |  |  | 3715.9691 | 3789.8597 | 5704.2792 | 6275.256 | 4094.0592 | 4175.9161 | 1610.22 | 2472.9759
-1.1 |  |  | 3739.4704 | 3789.8597 | 5711.2575 | 6274.9975 | 4000.9031 | 4175.5578 | 1710.3543 | 2472.9759
-0.8 |  |  | 3912.1247 | 3789.8597 | 5773.1684 | 6274.2351 | 4022.2122 | 4172.9305 | 1750.9562 | 2472.9759
-1.9 |  |  | 4110.1425 | 3789.8597 | 6424.2484 | 6272.8575 | 4330.2586 | 4171.5261 | 2093.9898 | 2472.9759
-2.2 |  |  | 4037.8251 | 3789.8597 | 6879.4988 | 6272.1092 | 4406.5229 | 4169.2357 | 2472.9759 | 2472.9759
-2.9 |  |  | 3982.9914 | 3789.8597 | 6793.866 | 6271.2624 | 4331.607 | 4167.7716 | 2462.259 | 2472.9759
-3 |  |  | 3964.9888 | 3789.8597 | 6590.1654 | 6269.8043 | 4212.6464 | 4167.4803 | 2377.519 | 2472.9759
-3.6 |  |  | 3951.5088 | 3789.8597 | 6560.1051 | 6269.4268 | 4207.326 | 4166.9082 | 2352.7791 | 2472.9759
-2.8 |  |  | 3775.9026 | 3789.8597 | 5941.3297 | 6266.6251 | 4005.6933 | 4166.1577 | 1935.6363 | 2472.9759
-2.9 |  |  | 3441.3531 | 3789.8597 | 5478.7255 | 6265.1739 | 3692.4985 | 4165.5321 | 1786.227 | 2472.9759
-3.4 |  |  | 2907.2571 | 3789.8597 | 5218.9276 | 6264.1233 | 3763.99 | 4164.508 | 1454.9376 | 2472.9759
-3.6 |  |  | 2320.0733 | 3789.8597 | 4220.4299 | 6263.6609 | 3339.9137 | 4164.0909 | 880.5162 | 2472.9759
-2.6 |  |  | 2114.2588 | 3789.8597 | 3824.5012 | 6262.1522 | 3241.444 | 4163.7383 | 583.0573 | 2472.9759
-2.2 |  |  | 2058.3851 | 3789.8597 | 3723.1747 | 6261.901 | 3255.4143 | 4163.6988 | 467.7603 | 2472.9759
-2.4 |  |  | 2044.95 | 3789.8597 | 3724.6102 | 6259.5042 | 3315.4711 | 4163.4342 | 409.1392 | 2472.9759
-1.9 |  |  | 2062.4648 | 3789.8597 | 3900.6967 | 6258.8636 | 3392.9686 | 4161.2502 | 507.7281 | 2472.9759
-2.1 |  |  | 2128.487 | 3789.8597 | 4682.1217 | 6258.7135 | 3776.4189 | 4158.1215 | 905.7029 | 2472.9759
-2.3 |  |  | 2495.917 | 3789.8597 | 6329.4054 | 6255.819 | 4502.1427 | 4157.8259 | 1827.2627 | 2472.9759
-3.4 |  |  | 3284.3675 | 3789.8597 | 7651.3889 | 6255.7359 | 4943.1605 | 4157.7238 | 2708.2283 | 2472.9759
-3 |  |  | 3751.7333 | 3789.8597 | 7140.3622 | 6252.33 | 4946.3548 | 4156.5116 | 2194.0075 | 2472.9759
-4.1 |  |  | 3925.4731 | 3789.8597 | 6699.8837 | 6252.3118 | 4750.4918 | 4153.6956 | 1949.3919 | 2472.9759
-3.7 |  |  | 3864.5904 | 3789.8597 | 6568.4166 | 6251.1768 | 4626.3422 | 4152.9338 | 1942.0744 | 2472.9759
-3.8 |  |  | 3808.0773 | 3789.8597 | 6296.1098 | 6248.5953 | 4555.1559 | 4152.8102 | 1740.9539 | 2472.9759
-2.1 |  |  | 3753.0352 | 3789.8597 | 5851.1576 | 6248.1181 | 4196.1069 | 4152.722 | 1655.0507 | 2472.9759
-0.7 |  |  | 3715.9691 | 3789.8597 | 5569.3448 | 6245.1082 | 3959.1248 | 4152.6495 | 1610.22 | 2472.9759
-0.7 |  |  | 3739.4704 | 3789.8597 | 5622.4784 | 6243.7903 | 3912.1241 | 4152.1426 | 1710.3543 | 2472.9759
-1.7 |  |  | 3912.1247 | 3789.8597 | 5889.8217 | 6243.4832 | 4138.8655 | 4152.0857 | 1750.9562 | 2472.9759
-3.1 |  |  | 4110.1425 | 3789.8597 | 6570.5778 | 6243.1378 | 4476.5879 | 4151.8544 | 2093.9898 | 2472.9759
-2.9 |  |  | 4037.8251 | 3789.8597 | 6949.566 | 6242.1655 | 4476.5901 | 4151.0514 | 2472.9759 | 2472.9759
-3 |  |  | 3982.9914 | 3789.8597 | 6777.1908 | 6239.5477 | 4314.9318 | 4149.2525 | 2462.259 | 2472.9759
-2.4 |  |  | 3964.9888 | 3789.8597 | 6497.8705 | 6237.1949 | 4120.3515 | 4149.148 | 2377.519 | 2472.9759
-3.8 |  |  | 3951.5088 | 3789.8597 | 6546.1188 | 6236.8051 | 4193.3397 | 4148.4151 | 2352.7791 | 2472.9759
-4.6 |  |  | 3775.9026 | 3789.8597 | 6051.9846 | 6234.8775 | 4116.3483 | 4146.1795 | 1935.6363 | 2472.9759
-4.6 |  |  | 3441.3531 | 3789.8597 | 5594.906 | 6232.8429 | 3808.6791 | 4144.7154 | 1786.227 | 2472.9759
-5.2 |  |  | 2907.2571 | 3789.8597 | 5356.9047 | 6232.591 | 3901.9671 | 4143.6557 | 1454.9376 | 2472.9759
-5 |  |  | 2320.0733 | 3789.8597 | 4302.7148 | 6231.9564 | 3422.1986 | 4143.5223 | 880.5162 | 2472.9759
-5.2 |  |  | 2114.2588 | 3789.8597 | 4015.1629 | 6231.7723 | 3432.1056 | 4143.2546 | 583.0573 | 2472.9759
-6.2 |  |  | 2058.3851 | 3789.8597 | 3992.8204 | 6230.2463 | 3525.0601 | 4141.5418 | 467.7603 | 2472.9759
-6.7 |  |  | 2044.95 | 3789.8597 | 4047.8182 | 6230.0813 | 3638.679 | 4140.8773 | 409.1392 | 2472.9759
-6.2 |  |  | 2062.4648 | 3789.8597 | 4283.7374 | 6227.4818 | 3776.0093 | 4138.8655 | 507.7281 | 2472.9759
-6.3 |  |  | 2128.487 | 3789.8597 | 5205.2395 | 6227.3958 | 4299.5366 | 4138.7681 | 905.7029 | 2472.9759
-6.5 |  |  | 2495.917 | 3789.8597 | 6924.9699 | 6227.0978 | 5097.7072 | 4138.4728 | 1827.2627 | 2472.9759
-6.5 |  |  | 3284.3675 | 3789.8597 | 8154.5688 | 6226.7134 | 5446.3405 | 4136.972 | 2708.2283 | 2472.9759
-7.4 |  |  | 3751.7333 | 3789.8597 | 7798.4263 | 6225.7218 | 5604.4189 | 4136.0746 | 2194.0075 | 2472.9759
-7.3 |  |  | 3925.4731 | 3789.8597 | 7272.2917 | 6224.4341 | 5322.8998 | 4135.3715 | 1949.3919 | 2472.9759
-8.2 |  |  | 3864.5904 | 3789.8597 | 7318.1585 | 6224.1052 | 5376.0842 | 4134.1927 | 1942.0744 | 2472.9759
-7.1 |  |  | 3808.0773 | 3789.8597 | 6895.1463 | 6221.9933 | 5154.1925 | 4132.7452 | 1740.9539 | 2472.9759
-4.1 |  |  | 3753.0352 | 3789.8597 | 6276.8132 | 6221.1537 | 4621.7625 | 4132.6501 | 1655.0507 | 2472.9759
-4.2 |  |  | 3715.9691 | 3789.8597 | 6203.489 | 6220.6175 | 4593.269 | 4129.5263 | 1610.22 | 2472.9759
-3.2 |  |  | 3739.4704 | 3789.8597 | 6126.6517 | 6219.0204 | 4416.2974 | 4126.2252 | 1710.3543 | 2472.9759
-4.6 |  |  | 3912.1247 | 3789.8597 | 6458.2768 | 6213.2207 | 4707.3206 | 4125.9641 | 1750.9562 | 2472.9759
-5.9 |  |  | 4110.1425 | 3789.8597 | 7127.081 | 6213.217 | 5033.0911 | 4122.4518 | 2093.9898 | 2472.9759
-6.6 |  |  | 4037.8251 | 3789.8597 | 7622.9289 | 6212.9456 | 5149.953 | 4121.5666 | 2472.9759 | 2472.9759
-6.5 |  |  | 3982.9914 | 3789.8597 | 7395.9796 | 6211.2307 | 4933.7206 | 4121.1452 | 2462.259 | 2472.9759
-6.4 |  |  | 3964.9888 | 3789.8597 | 7154.9054 | 6209.9435 | 4777.3864 | 4120.7693 | 2377.519 | 2472.9759
-6.7 |  |  | 3951.5088 | 3789.8597 | 7051.5815 | 6208.8775 | 4698.8024 | 4120.6655 | 2352.7791 | 2472.9759
-4.6 |  |  | 3775.9026 | 3789.8597 | 6311.0132 | 6205.0079 | 4375.3769 | 4120.3515 | 1935.6363 | 2472.9759
-2.2 |  |  | 3441.3531 | 3789.8597 | 5627.6234 | 6203.489 | 3841.3964 | 4119.7867 | 1786.227 | 2472.9759
0 |  |  | 2907.2571 | 3789.8597 | 5131.5687 | 6201.9336 | 3676.6311 | 4119.2309 | 1454.9376 | 2472.9759
2.2 |  |  | 2320.0733 | 3789.8597 | 4012.1353 | 6201.6543 | 3131.6191 | 4119.2121 | 880.5162 | 2472.9759
2.1 |  |  | 2114.2588 | 3789.8597 | 3652.9123 | 6201.4503 | 3069.855 | 4116.9721 | 583.0573 | 2472.9759
1.9 |  |  | 2058.3851 | 3789.8597 | 3641.0082 | 6200.6924 | 3173.2478 | 4116.8943 | 467.7603 | 2472.9759
1.6 |  |  | 2044.95 | 3789.4562 | 3619.5881 | 6199.2944 | 3210.4489 | 4116.3483 | 409.1392 | 2472.9759
1.4 |  |  | 2062.4648 | 3788.7212 | 3792.0703 | 6197.0489 | 3284.3422 | 4116.0183 | 507.7281 | 2472.9759
1.3 |  |  | 2128.487 | 3786.8017 | 4473.3695 | 6196.1014 | 3567.6667 | 4113.4626 | 905.7029 | 2472.9759
1.3 |  |  | 2495.917 | 3786.8017 | 6013.3618 | 6194.0395 | 4186.0992 | 4111.8517 | 1827.2627 | 2472.9759
1.1 |  |  | 3284.3675 | 3786.8017 | 7252.7422 | 6190.7076 | 4544.5138 | 4110.6519 | 2708.2283 | 2472.9759
1.1 |  |  | 3751.7333 | 3786.8017 | 6759.1886 | 6188.186 | 4565.1812 | 4110.271 | 2194.0075 | 2472.9759
1.2 |  |  | 3925.4731 | 3786.8017 | 6041.5774 | 6186.3879 | 4092.1855 | 4110.0446 | 1949.3919 | 2472.9759
1.2 |  |  | 3864.5904 | 3786.8017 | 5881.7973 | 6185.7472 | 3939.723 | 4107.4471 | 1942.0744 | 2472.9759
1.2 |  |  | 3808.0773 | 3786.8017 | 5556.1269 | 6184.8347 | 3815.173 | 4107.4145 | 1740.9539 | 2472.9759
1.3 |  |  | 3753.0352 | 3786.8017 | 5302.6215 | 6184.3572 | 3647.5708 | 4107.0319 | 1655.0507 | 2472.9759
1.3 |  |  | 3715.9691 | 3786.8017 | 5196.1365 | 6182.9338 | 3585.9165 | 4105.3486 | 1610.22 | 2472.9759
1.1 |  |  | 3739.4704 | 3786.8017 | 5265.5833 | 6181.4255 | 3555.229 | 4105.1851 | 1710.3543 | 2472.9759
1 |  |  | 3912.1247 | 3786.8017 | 5382.1009 | 6178.808 | 3631.1447 | 4104.6373 | 1750.9562 | 2472.9759
0.8 |  |  | 4110.1425 | 3786.8017 | 5881.0747 | 6178.2806 | 3787.0848 | 4104.2444 | 2093.9898 | 2472.9759
0.6 |  |  | 4037.8251 | 3786.8017 | 6312.991 | 6178.1616 | 3840.0151 | 4104.1982 | 2472.9759 | 2472.9759
0.5 |  |  | 3982.9914 | 3786.4655 | 6158.402 | 6175.1256 | 3696.143 | 4102.1116 | 2462.259 | 2472.9759
0.3 |  |  | 3964.9888 | 3784.19 | 5973.8943 | 6171.6829 | 3596.3753 | 4101.8234 | 2377.519 | 2472.9759
1 |  |  | 3951.5088 | 3782.3697 | 5852.2143 | 6171.6 | 3499.4352 | 4101.1618 | 2352.7791 | 2472.9759
1.8 |  |  | 3775.9026 | 3781.7292 | 5253.0334 | 6171.1105 | 3317.3971 | 4100.0786 | 1935.6363 | 2472.9759
2.5 |  |  | 3441.3531 | 3781.4595 | 4727.5119 | 6170.3831 | 2941.285 | 4099.0076 | 1786.227 | 2472.9759
3.2 |  |  | 2907.2571 | 3780.5844 | 4281.4825 | 6168.4223 | 2826.5449 | 4098.0341 | 1454.9376 | 2472.9759
4 |  |  | 2320.0733 | 3780.3484 | 3277.3955 | 6166.1137 | 2396.8793 | 4096.7178 | 880.5162 | 2472.9759
4.7 |  |  | 2114.2588 | 3778.7289 | 2846.1809 | 6165.6508 | 2263.1237 | 4096.5468 | 583.0573 | 2472.9759
4.6 |  |  | 2058.3851 | 3777.8187 | 2795.2333 | 6165.1775 | 2327.4729 | 4096.1027 | 467.7603 | 2472.9759
4.6 |  |  | 2044.95 | 3775.9026 | 2769.1054 | 6164.3442 | 2359.9662 | 4095.4855 | 409.1392 | 2472.9759
4.5 |  |  | 2062.4648 | 3775.9026 | 2944.4248 | 6161.9824 | 2436.6967 | 4094.3128 | 507.7281 | 2472.9759
4.4 |  |  | 2128.487 | 3775.9026 | 3519.4331 | 6161.1363 | 2613.7303 | 4094.0592 | 905.7029 | 2472.9759
4.4 |  |  | 2495.917 | 3775.9026 | 5127.6374 | 6161.0003 | 3300.3747 | 4093.9949 | 1827.2627 | 2472.9759
4.3 |  |  | 3284.3675 | 3775.9026 | 6258.8636 | 6159.6497 | 3550.6353 | 4093.641 | 2708.2283 | 2472.9759
4.1 |  |  | 3751.7333 | 3775.9026 | 5778.1164 | 6158.402 | 3584.1089 | 4092.1855 | 2194.0075 | 2472.9759
3.9 |  |  | 3925.4731 | 3775.9026 | 5199.9259 | 6158.2052 | 3250.5339 | 4091.2636 | 1949.3919 | 2472.9759
3.8 |  |  | 3864.5904 | 3775.9026 | 5129.6863 | 6157.7247 | 3187.6119 | 4091.2084 | 1942.0744 | 2472.9759
3.6 |  |  | 3808.0773 | 3775.9026 | 4889.3475 | 6155.9676 | 3148.3936 | 4089.3071 | 1740.9539 | 2472.9759
3.4 |  |  | 3753.0352 | 3775.9026 | 4716.9655 | 6155.4282 | 3061.9147 | 4089.279 | 1655.0507 | 2472.9759
3.2 |  |  | 3715.9691 | 3775.9026 | 4661.6573 | 6154.8652 | 3051.4373 | 4088.4498 | 1610.22 | 2472.9759
3.2 |  |  | 3739.4704 | 3775.9026 | 4744.2086 | 6154.7325 | 3033.8543 | 4088.4421 | 1710.3543 | 2472.9759
3.2 |  |  | 3912.1247 | 3775.9026 | 4860.6882 | 6152.5818 | 3109.732 | 4086.4451 | 1750.9562 | 2472.9759
3.2 |  |  | 4110.1425 | 3775.9026 | 5319.281 | 6150.1648 | 3225.2912 | 4085.716 | 2093.9898 | 2472.9759
3.3 |  |  | 4037.8251 | 3775.9026 | 5724.5717 | 6149.0914 | 3251.5958 | 4083.9946 | 2472.9759 | 2472.9759
3.3 |  |  | 3982.9914 | 3775.9026 | 5584.2296 | 6148.5834 | 3121.9706 | 4083.8913 | 2462.259 | 2472.9759
3.3 |  |  | 3964.9888 | 3775.9026 | 5420.959 | 6148.5077 | 3043.44 | 4083.7317 | 2377.519 | 2472.9759
3.4 |  |  | 3951.5088 | 3775.9026 | 5414.8419 | 6148.3555 | 3062.0628 | 4082.0056 | 2352.7791 | 2472.9759
3.6 |  |  | 3775.9026 | 3775.9026 | 4893.7387 | 6147.7052 | 2958.1024 | 4081.5152 | 1935.6363 | 2472.9759
3.7 |  |  | 3441.3531 | 3775.9026 | 4441.0073 | 6145.6044 | 2654.7803 | 4080.3292 | 1786.227 | 2472.9759
3.8 |  |  | 2907.2571 | 3775.9026 | 4027.8492 | 6144.6802 | 2572.9116 | 4079.4766 | 1454.9376 | 2472.9759
4 |  |  | 2556.0343 | 3775.9026 | 3436.9639 | 6144.5007 | 2378.2666 | 4078.9012 | 1058.6973 | 2472.9759
4.1 |  |  | 2262.6761 | 3775.9026 | 2901.1493 | 6143.1728 | 2180.6909 | 4076.8207 | 720.4584 | 2472.9759
4 |  |  | 2152.6584 | 3775.9026 | 2702.0079 | 6143.0664 | 2174.6289 | 4076.2861 | 527.379 | 2472.9759
4 |  |  | 2091.6777 | 3775.9026 | 2605.0066 | 6142.2312 | 2180.108 | 4075.6367 | 424.8986 | 2472.9759
3.9 |  |  | 2067.7158 | 3775.9026 | 2658.1668 | 6141.3012 | 2239.4656 | 4074.9302 | 418.7012 | 2472.9759
3.8 |  |  | 2070.9943 | 3775.9026 | 2832.5223 | 6137.5568 | 2320.1897 | 4074.0931 | 512.3326 | 2472.9759
3.8 |  |  | 2106.1356 | 3775.9026 | 3442.4312 | 6136.8881 | 2843.264 | 4073.567 | 599.1672 | 2472.9759
3.7 |  |  | 2327.4422 | 3775.9026 | 3903.1034 | 6136.7688 | 2864.0298 | 4072.8304 | 1039.0737 | 2472.9759
3.8 |  |  | 2816.0682 | 3775.9026 | 4839.8369 | 6136.5756 | 3097.3632 | 4072.0939 | 1742.4737 | 2472.9759
3.8 |  |  | 3262.8721 | 3775.9026 | 5848.727 | 6135.3985 | 3287.8699 | 4071.1664 | 2560.857 | 2472.9759
3.9 |  |  | 3393.9904 | 3775.9026 | 5987.8027 | 6134.9295 | 3209.9913 | 4068.7884 | 2777.8114 | 2472.9759
4 |  |  | 3426.6145 | 3775.9026 | 5973.9855 | 6134.6967 | 3215.8616 | 4066.6212 | 2758.1239 | 2472.9759
4 |  |  | 3410.4674 | 3775.9026 | 5574.4743 | 6134.6373 | 3137.9585 | 4066.2793 | 2436.5158 | 2472.9759
4.1 |  |  | 3358.9152 | 3775.9026 | 5304.9432 | 6134.1319 | 3109.4874 | 4063.272 | 2195.4559 | 2472.9759
4.1 |  |  | 3442.1381 | 3775.9026 | 4979.4296 | 6133.3449 | 2965.6542 | 4061.712 | 2013.7755 | 2472.9759
4.1 |  |  | 3611.5456 | 3775.9026 | 4980.7832 | 6132.3927 | 3067.111 | 4060.8753 | 1913.6721 | 2472.9759
4.2 |  |  | 3672.6769 | 3775.9026 | 5125.7953 | 6132.2956 | 3148.8481 | 4058.5312 | 1976.9473 | 2472.9759
4.2 |  |  | 3723.76 | 3775.9026 | 5400.9601 | 6131.6941 | 3118.6913 | 4058.4854 | 2282.2688 | 2472.9759
4.2 |  |  | 3757.8643 | 3775.9026 | 5243.5094 | 6130.7865 | 3046.2887 | 4058.362 | 2197.2207 | 2472.9759
4.2 |  |  | 3811.2103 | 3775.9026 | 5123.0804 | 6130.5103 | 2993.7265 | 4057.6182 | 2129.3539 | 2472.9759
4.2 |  |  | 3743.4193 | 3775.9026 | 5029.6698 | 6129.0643 | 2839.0645 | 4055.366 | 2190.6053 | 2472.9759
4.3 |  |  | 3527.2232 | 3775.9026 | 4623.2171 | 6128.2074 | 2746.5869 | 4055.1912 | 1876.6302 | 2472.9759
4.3 |  |  | 3285.9257 | 3775.9026 | 3954.4406 | 6127.3727 | 2356.443 | 4055.1234 | 1597.9976 | 2472.9759
4.3 |  |  | 2862.6999 | 3775.9026 | 3590.0309 | 6126.8883 | 2371.7818 | 4054.4413 | 1218.2492 | 2472.9759
4.4 |  |  | 2552.5572 | 3775.9026 | 3383.9851 | 6126.6517 | 2325.2878 | 4053.1314 | 1058.6973 | 2472.9759
4.4 |  |  | 2260.729 | 3775.9026 | 2852.8058 | 6125.876 | 2132.3474 | 4052.6757 | 720.4584 | 2472.9759
4.7 |  |  | 2150.4812 | 3775.9026 | 2621.1218 | 6125.7837 | 2093.7428 | 4052.5504 | 527.379 | 2472.9759
5 |  |  | 2090.5283 | 3775.9026 | 2497.4627 | 6125.2993 | 2072.5641 | 4052.2361 | 424.8986 | 2472.9759
5.3 |  |  | 2065.7241 | 3775.9026 | 2516.6997 | 6125.0173 | 2097.9985 | 4051.5714 | 418.7012 | 2472.9759
5.6 |  |  | 2067.9385 | 3775.9026 | 2601.9121 | 6124.9456 | 2089.5794 | 4050.8819 | 512.3326 | 2472.9759
5.9 |  |  | 2099.6769 | 3775.9026 | 3227.4286 | 6124.5236 | 2628.2613 | 4050.3177 | 599.1672 | 2472.9759
6.2 |  |  | 2316.1177 | 3775.9026 | 3649.2656 | 6124.4252 | 2610.1919 | 4049.6832 | 1039.0737 | 2472.9759
6.2 |  |  | 2787.4749 | 3775.9026 | 4567.3782 | 6124.2741 | 2824.9044 | 4049.3825 | 1742.4737 | 2472.9759
6.2 |  |  | 3208.4069 | 3775.9026 | 5486.8092 | 6124.1003 | 2925.9522 | 4048.0447 | 2560.857 | 2472.9759
6.2 |  |  | 3321.3675 | 3775.9026 | 5680.4605 | 6122.6318 | 2902.6491 | 4047.4982 | 2777.8114 | 2472.9759
6.1 |  |  | 3351.8283 | 3775.9026 | 5657.1737 | 6122.3224 | 2899.0499 | 4045.3438 | 2758.1239 | 2472.9759
6.1 |  |  | 3334.8945 | 3775.9026 | 5240.2067 | 6120.953 | 2803.6909 | 4045.1373 | 2436.5158 | 2472.9759
6.1 |  |  | 3283.935 | 3775.9026 | 4962.8631 | 6120.5654 | 2767.4072 | 4043.7194 | 2195.4559 | 2472.9759
5.7 |  |  | 3373.9171 | 3775.9026 | 4721.7096 | 6119.9132 | 2707.9342 | 4041.9421 | 2013.7755 | 2472.9759
5.3 |  |  | 3551.6632 | 3775.9026 | 4757.0741 | 6118.6276 | 2843.402 | 4040.7355 | 1913.6721 | 2472.9759
4.9 |  |  | 3619.408 | 3775.9026 | 4989.6194 | 6118.5861 | 3012.6721 | 4039.5449 | 1976.9473 | 2472.9759
4.5 |  |  | 3675.2613 | 3775.9026 | 5306.9089 | 6117.9904 | 3024.6402 | 4038.8355 | 2282.2688 | 2472.9759
4.1 |  |  | 3720.9417 | 3775.9026 | 5169.1418 | 6116.825 | 2971.921 | 4037.9319 | 2197.2207 | 2472.9759
3.7 |  |  | 3786.8017 | 3775.5432 | 5118.8348 | 6116.3714 | 2989.481 | 4037.7648 | 2129.3539 | 2472.9759
3.5 |  |  | 3728.2462 | 3774.4233 | 5029.2764 | 6115.0027 | 2838.6711 | 4035.1464 | 2190.6053 | 2472.9759
3.3 |  |  | 3517.9331 | 3774.178 | 4682.0203 | 6114.4661 | 2805.3901 | 4034.48 | 1876.6302 | 2472.9759
3 |  |  | 3279.4647 | 3774.178 | 3976.0482 | 6114.0473 | 2378.0506 | 4033.8322 | 1597.9976 | 2472.9759
2.8 |  |  | 2858.0765 | 3773.8804 | 3635.4169 | 6113.0279 | 2417.1678 | 4033.637 | 1218.2492 | 2472.9759
2.6 |  |  | 2320.0733 | 3773.8647 | 3061.8844 | 6110.3407 | 2181.3682 | 4032.9466 | 880.5162 | 2472.9759
2.4 |  |  | 2114.2588 | 3773.7229 | 2709.9646 | 6107.3266 | 2126.9073 | 4032.7446 | 583.0573 | 2472.9759
2.3 |  |  | 2058.3851 | 3772.3855 | 2609.8042 | 6105.4213 | 2142.0439 | 4031.6465 | 467.7603 | 2472.9759
2.2 |  |  | 2044.95 | 3772.3855 | 2615.1572 | 6105.167 | 2206.0181 | 4031.2005 | 409.1392 | 2472.9759
2 |  |  | 2062.4648 | 3772.3855 | 2847.5514 | 6104.7603 | 2339.8233 | 4030.4354 | 507.7281 | 2472.9759
1.9 |  |  | 2128.487 | 3772.3855 | 3494.3648 | 6104.6984 | 2588.662 | 4030.3783 | 905.7029 | 2472.9759
1.8 |  |  | 2495.917 | 3772.3855 | 5216.5626 | 6104.6008 | 3389.2999 | 4030.2958 | 1827.2627 | 2472.9759
1.7 |  |  | 3284.3675 | 3772.3855 | 6315.71 | 6103.9356 | 3607.4816 | 4029.4687 | 2708.2283 | 2472.9759
1.6 |  |  | 3751.7333 | 3772.3855 | 5841.405 | 6103.7895 | 3647.3975 | 4026.9408 | 2194.0075 | 2472.9759
1.6 |  |  | 3925.4731 | 3772.3855 | 5363.3386 | 6103.7661 | 3413.9467 | 4026.6392 | 1949.3919 | 2472.9759
1.5 |  |  | 3864.5904 | 3772.3855 | 5355.2799 | 6103.4079 | 3413.2055 | 4025.0129 | 1942.0744 | 2472.9759
1.5 |  |  | 3808.0773 | 3772.3855 | 5128.8224 | 6103.1724 | 3387.8685 | 4024.7175 | 1740.9539 | 2472.9759
1.5 |  |  | 3753.0352 | 3772.3855 | 4961.0171 | 6102.8131 | 3305.9664 | 4024.3258 | 1655.0507 | 2472.9759
1.4 |  |  | 3715.9691 | 3772.3855 | 4914.4776 | 6102.3258 | 3304.2575 | 4023.7895 | 1610.22 | 2472.9759
1.4 |  |  | 3739.4704 | 3772.3855 | 5035.5488 | 6102.2175 | 3325.1944 | 4022.2207 | 1710.3543 | 2472.9759
1.3 |  |  | 3912.1247 | 3772.3855 | 5184.5814 | 6100.8044 | 3433.6252 | 4022.2122 | 1750.9562 | 2462.259
1.3 |  |  | 4110.1425 | 3772.3855 | 5644.0011 | 6100.1958 | 3550.0112 | 4020.4762 | 2093.9898 | 2462.259
1.3 |  |  | 4037.8251 | 3772.3855 | 6066.9943 | 6099.9018 | 3594.0184 | 4018.4625 | 2472.9759 | 2462.259
1.2 |  |  | 3982.9914 | 3772.3855 | 5928.1025 | 6099.3351 | 3465.8435 | 4018.0929 | 2462.259 | 2462.259
1.2 |  |  | 3964.9888 | 3772.3855 | 5767.1717 | 6097.8644 | 3389.6527 | 4017.5685 | 2377.519 | 2462.259
1.1 |  |  | 3951.5088 | 3772.3855 | 5760.7463 | 6097.5633 | 3407.9672 | 4017.4897 | 2352.7791 | 2462.259
1 |  |  | 3775.9026 | 3772.3855 | 5256.1562 | 6096.8989 | 3320.5199 | 4017.3931 | 1935.6363 | 2462.259
0.9 |  |  | 3441.3531 | 3772.3855 | 4823.245 | 6096.3719 | 3037.0181 | 4017.0137 | 1786.227 | 2462.259
0.8 |  |  | 2907.2571 | 3772.3855 | 4471.5591 | 6094.7964 | 3016.6215 | 4015.7828 | 1454.9376 | 2462.259
0.7 |  |  | 2320.0733 | 3772.3855 | 3503.1109 | 6094.1601 | 2622.5947 | 4015.2505 | 880.5162 | 2462.259
0.6 |  |  | 2114.2588 | 3772.3855 | 3163.4518 | 6094.1286 | 2580.3945 | 4014.4871 | 583.0573 | 2462.259
0.4 |  |  | 2058.3851 | 3772.3855 | 3091.6163 | 6093.252 | 2623.856 | 4012.4727 | 467.7603 | 2462.259
0.2 |  |  | 2044.95 | 3772.3855 | 3105.4055 | 6092.9048 | 2696.2663 | 4011.85 | 409.1392 | 2462.259
-0.1 |  |  | 2062.4648 | 3772.3855 | 3347.4967 | 6090.4099 | 2839.7686 | 4009.9999 | 507.7281 | 2462.259
-0.3 |  |  | 2128.487 | 3772.3855 | 4077.1052 | 6090.0428 | 3171.4024 | 4008.9987 | 905.7029 | 2462.259
-0.5 |  |  | 2495.917 | 3772.3855 | 5781.4945 | 6088.9041 | 3954.2319 | 4008.2791 | 1827.2627 | 2462.259
-0.7 |  |  | 3284.3675 | 3772.3855 | 6945.0381 | 6088.6645 | 4236.8097 | 4007.8711 | 2708.2283 | 2462.259
-3.3 |  |  | 3751.7333 | 3772.3855 | 6732.8037 | 6088.4463 | 4538.7962 | 4007.7992 | 2194.0075 | 2462.259
-2.9 |  |  | 3925.4731 | 3772.3855 | 6226.7134 | 6087.7142 | 4277.3214 | 4007.5309 | 1949.3919 | 2462.259
-2.4 |  |  | 3864.5904 | 3772.3855 | 6130.5103 | 6087.4192 | 4188.4359 | 4005.9458 | 1942.0744 | 2462.259
-0.7 |  |  | 3808.0773 | 3772.3855 | 5656.7025 | 6086.6877 | 3915.7486 | 4005.8608 | 1740.9539 | 2462.259
-0.3 |  |  | 3753.0352 | 3772.3855 | 5407.7609 | 6085.2348 | 3752.7102 | 4005.6933 | 1655.0507 | 2462.259
0.1 |  |  | 3715.9691 | 3772.3855 | 5275.1967 | 6084.8888 | 3664.9767 | 4004.7129 | 1610.22 | 2462.259
0.5 |  |  | 3739.4704 | 3772.3855 | 5303.9158 | 6084.7634 | 3593.5615 | 4004.5417 | 1710.3543 | 2462.259
0.4 |  |  | 3912.1247 | 3772.3855 | 5439.6285 | 6084.3637 | 3688.6723 | 4002.1476 | 1750.9562 | 2462.259
0 |  |  | 4110.1425 | 3772.3855 | 5970.4875 | 6082.3124 | 3876.4977 | 4001.6476 | 2093.9898 | 2462.259
-0.3 |  |  | 4037.8251 | 3772.3855 | 6430.5942 | 6081.4815 | 3957.6183 | 4000.9031 | 2472.9759 | 2462.259
-0.7 |  |  | 3982.9914 | 3772.3855 | 6317.8437 | 6081.3688 | 3855.5847 | 3999.7385 | 2462.259 | 2462.259
-0.7 |  |  | 3964.9888 | 3772.3855 | 6134.1319 | 6080.8424 | 3756.6129 | 3993.0875 | 2377.519 | 2462.259
-0.8 |  |  | 3951.5088 | 3772.3855 | 6097.8644 | 6080.3246 | 3745.0853 | 3989.3408 | 2352.7791 | 2462.259
-1.5 |  |  | 3775.9026 | 3772.3855 | 5625.2391 | 6079.2377 | 3689.6028 | 3989.2323 | 1935.6363 | 2462.259
-2.4 |  |  | 3441.3531 | 3772.3855 | 5251.198 | 6078.4492 | 3464.9711 | 3987.4316 | 1786.227 | 2462.259
-2 |  |  | 2907.2571 | 3772.3855 | 4898.8243 | 6078.149 | 3443.8867 | 3986.336 | 1454.9376 | 2462.259
-2.1 |  |  | 2320.0733 | 3772.3855 | 3905.6906 | 6074.8196 | 3025.1744 | 3983.1406 | 880.5162 | 2462.259
-2.3 |  |  | 2114.2588 | 3772.3855 | 3598.5346 | 6074.7683 | 3015.4774 | 3981.6373 | 583.0573 | 2462.259
-2.5 |  |  | 2058.3851 | 3772.3855 | 3527.8349 | 6074.6131 | 3060.0745 | 3981.0361 | 467.7603 | 2462.259
-2.4 |  |  | 2044.95 | 3772.3855 | 3531.1704 | 6073.8122 | 3122.0312 | 3978.9706 | 409.1392 | 2462.259
-2.5 |  |  | 2062.4648 | 3772.3855 | 3774.525 | 6073.5893 | 3266.7969 | 3978.5838 | 507.7281 | 2462.259
-2.7 |  |  | 2128.487 | 3772.3855 | 4585.3408 | 6072.631 | 3679.6379 | 3977.1506 | 905.7029 | 2462.259
-2.6 |  |  | 2495.917 | 3772.3855 | 6251.1768 | 6071.8554 | 4423.9141 | 3974.2888 | 1827.2627 | 2462.259
-2.1 |  |  | 3284.3675 | 3772.3855 | 7386.3344 | 6071.5644 | 4678.1061 | 3974.1177 | 2708.2283 | 2462.259
-2.1 |  |  | 3751.7333 | 3772.3855 | 6905.8237 | 6071.1404 | 4711.8162 | 3973.8456 | 2194.0075 | 2462.259
-1.9 |  |  | 3925.4731 | 3772.3855 | 6312.9495 | 6069.7822 | 4363.5576 | 3971.8198 | 1949.3919 | 2462.259
-1.4 |  |  | 3864.5904 | 3772.3855 | 6161.1363 | 6069.1786 | 4219.0619 | 3971.5806 | 1942.0744 | 2462.259
0.4 |  |  | 3808.0773 | 3772.3855 | 5641.3113 | 6068.0219 | 3900.3574 | 3971.1637 | 1740.9539 | 2462.259
0.8 |  |  | 3753.0352 | 3772.3855 | 5365.6766 | 6068.0079 | 3710.6259 | 3968.9556 | 1655.0507 | 2462.259
1.8 |  |  | 3715.9691 | 3772.3855 | 5136.1763 | 6068.0019 | 3525.9563 | 3965.0443 | 1610.22 | 2462.259
1.8 |  |  | 3739.4704 | 3772.3855 | 5172.9342 | 6066.9943 | 3462.5798 | 3964.7748 | 1710.3543 | 2462.259
1.9 |  |  | 3912.1247 | 3772.3855 | 5263.6319 | 6065.1535 | 3512.6758 | 3964.1231 | 1750.9562 | 2462.259
1.9 |  |  | 4110.1425 | 3772.3855 | 5763.2409 | 6063.5131 | 3669.2511 | 3964.0981 | 2093.9898 | 2462.259
1.9 |  |  | 4037.8251 | 3772.3855 | 6197.0489 | 6063.4647 | 3724.073 | 3963.8699 | 2472.9759 | 2462.259
2 |  |  | 3982.9914 | 3772.3855 | 6079.2377 | 6060.6427 | 3616.9787 | 3962.4147 | 2462.259 | 2462.259
2 |  |  | 3964.9888 | 3772.3855 | 5881.3843 | 6060.5071 | 3503.8653 | 3962.3099 | 2377.519 | 2462.259
1.8 |  |  | 3951.5088 | 3772.3855 | 5890.1082 | 6059.4899 | 3537.3291 | 3961.7031 | 2352.7791 | 2462.259
1.7 |  |  | 3775.9026 | 3772.3855 | 5385.5785 | 6056.5506 | 3449.9422 | 3961.6027 | 1935.6363 | 2462.259
1.5 |  |  | 3441.3531 | 3772.3855 | 4922.252 | 6055.3115 | 3136.025 | 3960.6647 | 1786.227 | 2462.259
1.3 |  |  | 2907.2571 | 3772.3855 | 4571.4865 | 6054.5494 | 3116.5489 | 3960.5786 | 1454.9376 | 2462.259
1.2 |  |  | 2320.0733 | 3772.3855 | 3605.0532 | 6054.1085 | 2724.537 | 3960.1715 | 880.5162 | 2462.259
1 |  |  | 2114.2588 | 3772.3855 | 3255.5995 | 6053.428 | 2672.5422 | 3959.7975 | 583.0573 | 2462.259
0.8 |  |  | 2058.3851 | 3772.3855 | 3182.824 | 6053.2603 | 2715.0637 | 3959.1248 | 467.7603 | 2462.259
-0.1 |  |  | 2044.95 | 3772.3855 | 3221.8764 | 6051.9846 | 2812.7372 | 3959.0775 | 409.1392 | 2462.259
0.7 |  |  | 2062.4648 | 3772.3855 | 3364.0892 | 6050.7649 | 2856.3611 | 3958.1855 | 507.7281 | 2462.259
0.6 |  |  | 2128.487 | 3772.3855 | 4044.0271 | 6047.4229 | 3138.3243 | 3957.9975 | 905.7029 | 2462.259
0.6 |  |  | 2495.917 | 3772.3855 | 5683.4263 | 6045.8789 | 3856.1636 | 3957.6183 | 1827.2627 | 2462.259
0.5 |  |  | 3284.3675 | 3772.3855 | 6825.2005 | 6043.663 | 4116.9721 | 3955.8687 | 2708.2283 | 2462.259
0.7 |  |  | 3751.7333 | 3772.3855 | 6304.6594 | 6043.6384 | 4110.6519 | 3955.8024 | 2194.0075 | 2462.259
0.7 |  |  | 3925.4731 | 3772.3855 | 5735.9561 | 6041.5774 | 3786.5642 | 3954.2319 | 1949.3919 | 2462.259
0.7 |  |  | 3864.5904 | 3772.3855 | 5659.2841 | 6041.4465 | 3717.2098 | 3954.2257 | 1942.0744 | 2462.259
2.4 |  |  | 3808.0773 | 3772.3855 | 5168.8536 | 6040.3783 | 3427.8997 | 3953.4059 | 1740.9539 | 2462.259
2.8 |  |  | 3753.0352 | 3772.3855 | 4907.1597 | 6040.3775 | 3252.1089 | 3952.5674 | 1655.0507 | 2462.259
3.1 |  |  | 3715.9691 | 3772.3855 | 4780.9183 | 6039.0406 | 3170.6983 | 3952.3979 | 1610.22 | 2462.259
3.1 |  |  | 3739.4704 | 3772.3855 | 4841.3545 | 6037.4289 | 3131.0002 | 3952.3961 | 1710.3543 | 2462.259
2.5 |  |  | 3912.1247 | 3772.3855 | 5047.133 | 6037.1419 | 3296.1769 | 3952.1782 | 1750.9562 | 2462.259
2.3 |  |  | 4110.1425 | 3772.3855 | 5552.0924 | 6036.3872 | 3458.1025 | 3951.8891 | 2093.9898 | 2462.259
2 |  |  | 4037.8251 | 3772.3855 | 6019.5547 | 6035.4073 | 3546.5788 | 3949.1913 | 2472.9759 | 2462.259
1.8 |  |  | 3982.9914 | 3772.3855 | 5908.8852 | 6035.1289 | 3446.6262 | 3947.7055 | 2462.259 | 2462.259
1.5 |  |  | 3964.9888 | 3772.3855 | 5770.3816 | 6034.2712 | 3392.8626 | 3945.8731 | 2377.519 | 2462.259
1.3 |  |  | 3951.5088 | 3772.3855 | 5773.4198 | 6033.1431 | 3420.6407 | 3945.2965 | 2352.7791 | 2462.259
1.2 |  |  | 3775.9026 | 3772.3855 | 5266.7167 | 6033.1236 | 3331.0803 | 3944.032 | 1935.6363 | 2462.259
0.2 |  |  | 3441.3531 | 3772.3855 | 4899.1788 | 6033.0191 | 3112.9518 | 3943.9507 | 1786.227 | 2462.259
-0.3 |  |  | 2907.2571 | 3772.3855 | 4587.2397 | 6031.5266 | 3132.3021 | 3943.3796 | 1454.9376 | 2462.259
0 |  |  | 2320.0733 | 3772.3855 | 3572.4437 | 6030.5665 | 2691.9275 | 3943.0218 | 880.5162 | 2462.259
0.5 |  |  | 2114.2588 | 3772.3855 | 3187.3367 | 6029.6904 | 2604.2794 | 3942.8806 | 583.0573 | 2462.259
0.9 |  |  | 2058.3851 | 3772.3855 | 3070.604 | 6029.622 | 2602.8437 | 3942.7662 | 467.7603 | 2462.259
0.9 |  |  | 2044.95 | 3772.3855 | 3057.8063 | 6028.8825 | 2648.6671 | 3941.8543 | 409.1392 | 2462.259
2.2 |  |  | 2062.4648 | 3772.3855 | 3167.4103 | 6024.0722 | 2659.6822 | 3941.0887 | 507.7281 | 2462.259
2.3 |  |  | 2128.487 | 3772.3855 | 3791.8756 | 6023.8064 | 2886.1728 | 3940.2901 | 905.7029 | 2462.259
2.7 |  |  | 2495.917 | 3772.3855 | 5380.6614 | 6023.4399 | 3553.3988 | 3939.723 | 1827.2627 | 2462.259
1.7 |  |  | 3284.3675 | 3772.3855 | 6617.5464 | 6022.4921 | 3909.318 | 3938.4992 | 2708.2283 | 2462.259
1.9 |  |  | 3751.7333 | 3772.3855 | 6104.6008 | 6022.0968 | 3910.5934 | 3938.459 | 2194.0075 | 2462.259
2.1 |  |  | 3925.4731 | 3772.3855 | 5509.0777 | 6020.3195 | 3559.6858 | 3938.3187 | 1949.3919 | 2462.259
2.3 |  |  | 3864.5904 | 3772.3855 | 5406.1446 | 6020.1011 | 3464.0702 | 3938.2468 | 1942.0744 | 2462.259
2.5 |  |  | 3808.0773 | 3772.3855 | 5117.1941 | 6019.5547 | 3376.2402 | 3936.9543 | 1740.9539 | 2462.259
2.7 |  |  | 3753.0352 | 3772.3855 | 4892.5079 | 6016.9413 | 3237.4571 | 3935.7707 | 1655.0507 | 2462.259
2.9 |  |  | 3715.9691 | 3772.3855 | 4785.7595 | 6016.2649 | 3175.5395 | 3934.9269 | 1610.22 | 2462.259
2.9 |  |  | 3739.4704 | 3772.3855 | 4857.7739 | 6015.1409 | 3147.4196 | 3934.6333 | 1710.3543 | 2462.259
2.9 |  |  | 3912.1247 | 3772.3855 | 4973.6785 | 6014.7776 | 3222.7223 | 3934.4552 | 1750.9562 | 2462.259
2.9 |  |  | 4110.1425 | 3771.5708 | 5451.5515 | 6013.3618 | 3357.5617 | 3933.9489 | 2093.9898 | 2462.259
2.9 |  |  | 4037.8251 | 3761.2133 | 5881.3038 | 6012.8445 | 3408.3279 | 3933.9214 | 2472.9759 | 2462.259
2.9 |  |  | 3982.9914 | 3757.8643 | 5761.2815 | 6012.4296 | 3299.0225 | 3933.6615 | 2462.259 | 2462.259
2.9 |  |  | 3964.9888 | 3757.8643 | 5589.824 | 6011.2198 | 3212.305 | 3931.256 | 2377.519 | 2462.259
3.1 |  |  | 3951.5088 | 3757.8643 | 5574.7027 | 6008.9592 | 3221.9236 | 3931.0099 | 2352.7791 | 2462.259
3.3 |  |  | 3775.9026 | 3757.8643 | 5056.2399 | 6008.6529 | 3120.6036 | 3930.9381 | 1935.6363 | 2462.259
3.5 |  |  | 3441.3531 | 3757.8643 | 4577.0474 | 6007.4119 | 2790.8204 | 3930.4349 | 1786.227 | 2462.259
3.8 |  |  | 2907.2571 | 3757.8643 | 4148.1473 | 6005.2141 | 2693.2097 | 3930.0447 | 1454.9376 | 2462.259
4 |  |  | 2556.0343 | 3757.8643 | 3556.1887 | 6004.9811 | 2497.4914 | 3929.5539 | 1058.6973 | 2462.259
4.2 |  |  | 2262.6761 | 3757.8643 | 2978.5298 | 6004.9431 | 2258.0714 | 3929.3642 | 720.4584 | 2462.259
4.1 |  |  | 2152.6584 | 3757.8643 | 2792.9952 | 6002.7622 | 2265.6161 | 3927.4241 | 527.379 | 2462.259
3.9 |  |  | 2091.6777 | 3757.8643 | 2697.6659 | 6002.0958 | 2272.7673 | 3926.8795 | 424.8986 | 2462.259
3.8 |  |  | 2067.7158 | 3757.8643 | 2739.0325 | 6000.4364 | 2320.3313 | 3924.3186 | 418.7012 | 2462.259
3.6 |  |  | 2070.9943 | 3757.8643 | 2921.6872 | 5999.7485 | 2409.3545 | 3924.2549 | 512.3326 | 2462.259
3.5 |  |  | 2106.1356 | 3757.8643 | 3521.6355 | 5999.1139 | 2922.4682 | 3923.3217 | 599.1672 | 2462.259
3.3 |  |  | 2327.4422 | 3753.3649 | 3982.9165 | 5995.3288 | 2943.8428 | 3922.7633 | 1039.0737 | 2462.259
3.2 |  |  | 2816.0682 | 3753.0352 | 4924.0897 | 5994.7501 | 3181.6159 | 3922.5285 | 1742.4737 | 2462.259
3 |  |  | 3262.8721 | 3753.0352 | 5966.8737 | 5994.743 | 3406.0167 | 3920.7073 | 2560.857 | 2462.259
2.9 |  |  | 3393.9904 | 3753.0352 | 6097.5633 | 5993.4204 | 3319.7519 | 3920.164 | 2777.8114 | 2462.259
2.8 |  |  | 3426.6145 | 3753.0352 | 6119.9132 | 5991.8436 | 3361.7893 | 3919.4162 | 2758.1239 | 2462.259
2.6 |  |  | 3410.4674 | 3753.0352 | 5752.1703 | 5991.7576 | 3315.6544 | 3917.6712 | 2436.5158 | 2462.259
2.5 |  |  | 3358.9152 | 3753.0352 | 5559.1473 | 5991.0223 | 3363.6914 | 3917.6486 | 2195.4559 | 2462.259
2.3 |  |  | 3442.1381 | 3753.0352 | 5200.3321 | 5990.0456 | 3186.5566 | 3916.0411 | 2013.7755 | 2462.259
2 |  |  | 3611.5456 | 3753.0352 | 5308.1754 | 5989.3364 | 3394.5032 | 3915.7486 | 1913.6721 | 2462.259
1.8 |  |  | 3672.6769 | 3753.0352 | 5509.2369 | 5987.8027 | 3532.2897 | 3914.4429 | 1976.9473 | 2462.259
1.6 |  |  | 3723.76 | 3753.0352 | 5764.7808 | 5984.2016 | 3482.512 | 3912.8329 | 2282.2688 | 2462.259
1.3 |  |  | 3757.8643 | 3753.0352 | 5610.199 | 5982.8768 | 3412.9783 | 3912.1241 | 2197.2207 | 2462.259
1.1 |  |  | 3811.2103 | 3753.0352 | 5546.9972 | 5982.3007 | 3417.6433 | 3911.3994 | 2129.3539 | 2462.259
0.9 |  |  | 3743.4193 | 3753.0352 | 5468.8541 | 5981.9295 | 3278.2487 | 3911.1595 | 2190.6053 | 2462.259
0.7 |  |  | 3527.2232 | 3753.0352 | 5068.6371 | 5981.7973 | 3192.0069 | 3910.5934 | 1876.6302 | 2462.259
0.4 |  |  | 3285.9257 | 3753.0352 | 4348.5047 | 5981.6609 | 2750.5072 | 3909.318 | 1597.9976 | 2462.259
0.2 |  |  | 2862.6999 | 3753.0352 | 4045.07 | 5981.6193 | 2826.8208 | 3909.2021 | 1218.2492 | 2462.259
0 |  |  | 2552.5572 | 3753.0352 | 3864.9797 | 5981.5297 | 2806.2824 | 3908.976 | 1058.6973 | 2462.259
-0.2 |  |  | 2260.729 | 3753.0352 | 3391.9247 | 5981.3648 | 2671.4663 | 3907.0619 | 720.4584 | 2462.259
-0.3 |  |  | 2150.4812 | 3753.0352 | 3177.2055 | 5981.0257 | 2649.8265 | 3905.9124 | 527.379 | 2462.259
-0.4 |  |  | 2090.5283 | 3753.0352 | 3097.8003 | 5980.859 | 2672.9018 | 3904.6527 | 424.8986 | 2462.259
-0.6 |  |  | 2065.7241 | 3753.0352 | 3178.3936 | 5978.1452 | 2759.6924 | 3903.7839 | 418.7012 | 2462.259
-0.7 |  |  | 2067.9385 | 3753.0352 | 3482.2711 | 5977.1094 | 2969.9384 | 3902.0141 | 512.3326 | 2462.259
-0.8 |  |  | 2099.6769 | 3753.0352 | 3985.1052 | 5976.5086 | 3385.9379 | 3901.9671 | 599.1672 | 2462.259
-0.9 |  |  | 2316.1177 | 3753.0352 | 4467.544 | 5975.5453 | 3428.4703 | 3901.9612 | 1039.0737 | 2462.259
-0.8 |  |  | 2787.4749 | 3753.0352 | 5423.6475 | 5974.5157 | 3681.1738 | 3901.0394 | 1742.4737 | 2462.259
-0.7 |  |  | 3208.4069 | 3753.0352 | 6553.9445 | 5974.1094 | 3993.0875 | 3900.698 | 2560.857 | 2462.259
-0.6 |  |  | 3321.3675 | 3753.0352 | 6604.8397 | 5973.9855 | 3827.0283 | 3900.3574 | 2777.8114 | 2462.259
-0.6 |  |  | 3351.8283 | 3753.0352 | 6641.2567 | 5973.8943 | 3883.1329 | 3898.8336 | 2758.1239 | 2462.259
-0.5 |  |  | 3334.8945 | 3753.0352 | 6277.1828 | 5973.8666 | 3840.667 | 3897.6179 | 2436.5158 | 2462.259
-0.4 |  |  | 3283.935 | 3753.0352 | 6023.8064 | 5972.8148 | 3828.3505 | 3895.8 | 2195.4559 | 2462.259
-0.5 |  |  | 3373.9171 | 3753.0352 | 5648.3443 | 5972.5622 | 3634.5688 | 3895.1755 | 2013.7755 | 2462.259
-0.6 |  |  | 3551.6632 | 3753.0352 | 5750.353 | 5971.7891 | 3836.6808 | 3895.0059 | 1913.6721 | 2462.259
-0.6 |  |  | 3619.408 | 3753.0352 | 5901.2022 | 5971.1388 | 3924.2549 | 3891.413 | 1976.9473 | 2462.259
-0.7 |  |  | 3675.2613 | 3753.0352 | 6155.9676 | 5970.5137 | 3873.6988 | 3891.1194 | 2282.2688 | 2462.259
-0.8 |  |  | 3720.9417 | 3753.0352 | 6040.3775 | 5970.4875 | 3843.1568 | 3891.0112 | 2197.2207 | 2462.259
-0.9 |  |  | 3786.8017 | 3753.0352 | 5952.3873 | 5968.0376 | 3823.0334 | 3890.3563 | 2129.3539 | 2462.259
-0.8 |  |  | 3728.2462 | 3753.0352 | 5879.463 | 5967.0854 | 3688.8577 | 3889.5996 | 2190.6053 | 2462.259
-0.7 |  |  | 3517.9331 | 3753.0352 | 5368.7464 | 5966.8737 | 3492.1162 | 3889.3857 | 1876.6302 | 2462.259
-0.6 |  |  | 3279.4647 | 3753.0352 | 4661.4666 | 5966.2416 | 3063.4691 | 3888.2678 | 1597.9976 | 2462.259
-0.4 |  |  | 2858.0765 | 3753.0352 | 4343.3874 | 5966.0146 | 3125.1382 | 3887.337 | 1218.2492 | 2462.259
-0.3 |  |  | 2320.0733 | 3753.0352 | 3761.6238 | 5964.2855 | 2881.1076 | 3886.6164 | 880.5162 | 2462.259
-0.2 |  |  | 2114.2588 | 3753.0352 | 3411.8581 | 5964.2571 | 2828.8008 | 3885.9291 | 583.0573 | 2462.259
-0.3 |  |  | 2058.3851 | 3753.0352 | 3342.9098 | 5964.1499 | 2875.1495 | 3885.8527 | 467.7603 | 2462.259
-0.3 |  |  | 2044.95 | 3753.0352 | 3337.5154 | 5964.1361 | 2928.3762 | 3885.2778 | 409.1392 | 2462.259
-0.4 |  |  | 2062.4648 | 3753.0352 | 3555.6584 | 5962.2877 | 3047.9303 | 3884.1305 | 507.7281 | 2462.259
-0.5 |  |  | 2128.487 | 3753.0352 | 4287.0257 | 5959.6486 | 3381.3228 | 3883.1763 | 905.7029 | 2462.259
-0.5 |  |  | 2495.917 | 3753.0352 | 5934.7097 | 5959.4259 | 4107.4471 | 3883.1329 | 1827.2627 | 2462.259
-0.6 |  |  | 3284.3675 | 3753.0352 | 7114.8037 | 5959.2852 | 4406.5754 | 3882.0984 | 2708.2283 | 2462.259
-0.7 |  |  | 3751.7333 | 3753.0352 | 6647.4181 | 5958.9416 | 4453.4106 | 3879.8768 | 2194.0075 | 2462.259
-0.9 |  |  | 3925.4731 | 3753.0352 | 6102.3258 | 5958.3907 | 4152.9338 | 3879.5819 | 1949.3919 | 2462.259
-1 |  |  | 3864.5904 | 3753.0352 | 6036.3872 | 5956.8121 | 4094.3128 | 3876.4977 | 1942.0744 | 2462.259
-1.1 |  |  | 3808.0773 | 3753.0352 | 5776.1002 | 5955.6912 | 4035.1464 | 3876.4819 | 1740.9539 | 2462.259
-1.3 |  |  | 3753.0352 | 3753.0352 | 5598.0725 | 5953.6221 | 3943.0218 | 3874.0553 | 1655.0507 | 2462.259
-1.4 |  |  | 3715.9691 | 3753.0352 | 5530.384 | 5953.2268 | 3920.164 | 3873.8893 | 1610.22 | 2462.259
-1.5 |  |  | 3739.4704 | 3753.0352 | 5644.0158 | 5952.3873 | 3933.6615 | 3873.6988 | 1710.3543 | 2462.259
-1.6 |  |  | 3912.1247 | 3753.0352 | 5783.9028 | 5952.0122 | 4032.9466 | 3873.0215 | 1750.9562 | 2462.259
-1.6 |  |  | 4110.1425 | 3753.0352 | 6243.1378 | 5951.681 | 4149.148 | 3871.6778 | 2093.9898 | 2462.259
-1.7 |  |  | 4037.8251 | 3753.0352 | 6664.9159 | 5950.4354 | 4191.94 | 3870.3775 | 2472.9759 | 2462.259
-1.8 |  |  | 3982.9914 | 3753.0352 | 6495.0036 | 5949.8036 | 4032.7446 | 3868.9804 | 2462.259 | 2462.259
-1.9 |  |  | 3964.9888 | 3753.0352 | 6311.4679 | 5948.8839 | 3933.9489 | 3868.0528 | 2377.519 | 2462.259
-1.9 |  |  | 3951.5088 | 3753.0352 | 6243.7903 | 5948.1987 | 3891.0112 | 3867.1597 | 2352.7791 | 2462.259
-2 |  |  | 3775.9026 | 3753.0352 | 5711.0375 | 5947.4863 | 3775.4011 | 3866.771 | 1935.6363 | 2462.259
-2 |  |  | 3441.3531 | 3753.0352 | 5257.3313 | 5947.4525 | 3471.1043 | 3865.8282 | 1786.227 | 2462.259
-2 |  |  | 2907.2571 | 3753.0352 | 4936.1582 | 5945.8703 | 3481.2206 | 3865.4825 | 1454.9376 | 2462.259
-2.1 |  |  | 2320.0733 | 3751.7333 | 3942.7732 | 5944.6198 | 3062.257 | 3865.3616 | 880.5162 | 2462.259
-2.1 |  |  | 2114.2588 | 3751.7333 | 3618.3009 | 5943.9866 | 3035.2436 | 3864.2055 | 583.0573 | 2462.259
-2.1 |  |  | 2058.3851 | 3751.7333 | 3537.7149 | 5943.7524 | 3069.9545 | 3864.1643 | 467.7603 | 2462.259
-2.1 |  |  | 2044.95 | 3751.7333 | 3543.6594 | 5943.3532 | 3134.5202 | 3861.6947 | 409.1392 | 2462.259
-2 |  |  | 2062.4648 | 3751.7333 | 3766.9089 | 5942.4729 | 3259.1809 | 3859.5137 | 507.7281 | 2462.259
-2 |  |  | 2128.487 | 3751.7333 | 4544.5106 | 5941.3297 | 3638.8078 | 3858.0379 | 905.7029 | 2462.259
-2 |  |  | 2495.917 | 3751.7333 | 6205.0079 | 5941.0354 | 4377.7453 | 3856.7574 | 1827.2627 | 2462.259
-2 |  |  | 3284.3675 | 3751.7333 | 7400.4493 | 5938.1917 | 4692.2209 | 3856.1636 | 2708.2283 | 2462.259
-1.8 |  |  | 3751.7333 | 3751.7333 | 6915.9602 | 5937.9831 | 4721.9527 | 3855.5847 | 2194.0075 | 2462.259
-1.5 |  |  | 3925.4731 | 3751.7333 | 6303.8806 | 5937.9245 | 4354.4887 | 3854.4374 | 1949.3919 | 2462.259
-1.3 |  |  | 3864.5904 | 3751.7333 | 6186.3879 | 5937.784 | 4244.3135 | 3854.0553 | 1942.0744 | 2462.259
-1.1 |  |  | 3808.0773 | 3751.7333 | 5873.6039 | 5935.6614 | 4132.6501 | 3853.9014 | 1740.9539 | 2462.259
-0.8 |  |  | 3753.0352 | 3751.7333 | 5614.1282 | 5934.7097 | 3959.0775 | 3853.5406 | 1655.0507 | 2462.259
-0.6 |  |  | 3715.9691 | 3751.7333 | 5495.4978 | 5934.6421 | 3885.2778 | 3853.4861 | 1610.22 | 2462.259
-0.7 |  |  | 3739.4704 | 3751.7333 | 5575.7159 | 5934.2945 | 3865.3616 | 3851.63 | 1710.3543 | 2462.259
-0.8 |  |  | 3912.1247 | 3751.7333 | 5705.1819 | 5932.1919 | 3954.2257 | 3850.3833 | 1750.9562 | 2462.259
-0.9 |  |  | 4110.1425 | 3751.7333 | 6196.1014 | 5931.4152 | 4102.1116 | 3849.7295 | 2093.9898 | 2462.259
-1 |  |  | 4037.8251 | 3751.7333 | 6624.8303 | 5929.6147 | 4151.8544 | 3849.6309 | 2472.9759 | 2462.259
-1.1 |  |  | 3982.9914 | 3751.7333 | 6477.5095 | 5929.2443 | 4015.2505 | 3849.0616 | 2462.259 | 2462.259
-1.2 |  |  | 3964.9888 | 3751.7333 | 6284.5809 | 5928.7946 | 3907.0619 | 3848.6712 | 2377.519 | 2462.259
-1.3 |  |  | 3951.5088 | 3751.7333 | 6234.8775 | 5928.1025 | 3882.0984 | 3847.0712 | 2352.7791 | 2462.259
-1.4 |  |  | 3775.9026 | 3751.7333 | 5705.319 | 5927.718 | 3769.6827 | 3846.9912 | 1935.6363 | 2462.259
-1.5 |  |  | 3441.3531 | 3751.7333 | 5247.7273 | 5927.1225 | 3461.5003 | 3846.8434 | 1786.227 | 2462.259
-1.7 |  |  | 2907.2571 | 3751.7333 | 4936.7261 | 5926.9479 | 3481.7885 | 3846.3233 | 1454.9376 | 2462.259
-1.8 |  |  | 2320.0733 | 3751.7333 | 3942.7901 | 5926.505 | 3062.2739 | 3844.6195 | 880.5162 | 2462.259
-1.9 |  |  | 2114.2588 | 3751.7333 | 3616.8639 | 5924.9267 | 3033.8066 | 3844.2615 | 583.0573 | 2462.259
-2.2 |  |  | 2058.3851 | 3751.7333 | 3551.5329 | 5923.6595 | 3083.7725 | 3843.4214 | 467.7603 | 2462.259
-2.4 |  |  | 2044.95 | 3751.7333 | 3563.4104 | 5923.4823 | 3154.2712 | 3843.1568 | 409.1392 | 2462.259
-2.7 |  |  | 2062.4648 | 3751.7333 | 3812.6057 | 5923.207 | 3304.8776 | 3843.1344 | 507.7281 | 2462.259
-3 |  |  | 2128.487 | 3751.7333 | 4632.968 | 5923.068 | 3727.2651 | 3842.6406 | 905.7029 | 2462.259
-3.2 |  |  | 2495.917 | 3751.7333 | 6329.3174 | 5922.7482 | 4502.0547 | 3841.6513 | 1827.2627 | 2462.259
-3.5 |  |  | 3284.3675 | 3751.7333 | 7544.199 | 5921.8297 | 4835.9707 | 3841.3964 | 2708.2283 | 2462.259
-3.5 |  |  | 3751.7333 | 3751.7333 | 7075.3471 | 5919.1889 | 4881.3397 | 3840.667 | 2194.0075 | 2462.259
-3.6 |  |  | 3925.4731 | 3751.7333 | 6555.0504 | 5918.0089 | 4605.6585 | 3840.0151 | 1949.3919 | 2462.259
-3.7 |  |  | 3864.5904 | 3751.7333 | 6500.3807 | 5917.3839 | 4558.3063 | 3839.6731 | 1942.0744 | 2462.259
-3.7 |  |  | 3808.0773 | 3751.7333 | 6230.0813 | 5917.2841 | 4489.1275 | 3839.3251 | 1740.9539 | 2462.259
-3.8 |  |  | 3753.0352 | 3751.7333 | 6041.4465 | 5916.8435 | 4386.3958 | 3839.1357 | 1655.0507 | 2462.259
-3.8 |  |  | 3715.9691 | 3751.7333 | 5964.1499 | 5916.4883 | 4353.9299 | 3838.4817 | 1610.22 | 2462.259
-4 |  |  | 3739.4704 | 3751.7333 | 6107.3266 | 5916.08 | 4396.9722 | 3837.229 | 1710.3543 | 2462.259
-4.2 |  |  | 3912.1247 | 3751.7333 | 6269.4268 | 5914.674 | 4518.4706 | 3836.8535 | 1750.9562 | 2462.259
-4.4 |  |  | 4110.1425 | 3751.7333 | 6754.9137 | 5908.8852 | 4660.9239 | 3836.6808 | 2093.9898 | 2462.259
-4.6 |  |  | 4037.8251 | 3751.7333 | 7182.642 | 5908.2308 | 4709.6661 | 3836.17 | 2472.9759 | 2462.259
-4.8 |  |  | 3982.9914 | 3751.7333 | 6995.49 | 5907.5774 | 4533.231 | 3835.561 | 2462.259 | 2462.259
-5 |  |  | 3964.9888 | 3751.7333 | 6809.0875 | 5906.9283 | 4431.5686 | 3834.8052 | 2377.519 | 2462.259
-5.7 |  |  | 3951.5088 | 3751.7333 | 6763.4426 | 5905.4446 | 4410.6635 | 3834.682 | 2352.7791 | 2462.259
-6.4 |  |  | 3775.9026 | 3751.7333 | 6252.33 | 5905.4391 | 4316.6937 | 3834.4743 | 1935.6363 | 2462.259
-7.1 |  |  | 3441.3531 | 3751.7333 | 5863.0477 | 5903.2467 | 4076.8207 | 3833.4313 | 1786.227 | 2462.259
-7.7 |  |  | 2907.2571 | 3751.7333 | 5663.7485 | 5902.3482 | 4208.8109 | 3832.657 | 1454.9376 | 2462.259
-8.4 |  |  | 2320.0733 | 3751.7333 | 4659.475 | 5901.788 | 3778.9588 | 3832.6214 | 880.5162 | 2462.259
-9.1 |  |  | 2114.2588 | 3751.7333 | 4447.2215 | 5901.307 | 3864.1643 | 3832.4672 | 583.0573 | 2462.259
-9.3 |  |  | 2058.3851 | 3751.7333 | 4362.7662 | 5901.2022 | 3895.0059 | 3831.8868 | 467.7603 | 2462.259
-9.5 |  |  | 2044.95 | 3751.7333 | 4416.67 | 5900.8297 | 4007.5309 | 3831.7542 | 409.1392 | 2462.259
-9.7 |  |  | 2062.4648 | 3751.7333 | 4729.8447 | 5899.9762 | 4222.1166 | 3830.7591 | 507.7281 | 2462.259
-9.9 |  |  | 2128.487 | 3751.7333 | 5776.2828 | 5899.8346 | 4870.58 | 3830.5239 | 905.7029 | 2462.259
-10.1 |  |  | 2495.917 | 3751.7333 | 7526.6829 | 5897.8803 | 5699.4203 | 3830.3203 | 1827.2627 | 2462.259
-10.3 |  |  | 3284.3675 | 3751.7333 | 8822.92 | 5897.1255 | 6114.6917 | 3829.6263 | 2708.2283 | 2462.259
-9.7 |  |  | 3751.7333 | 3751.7333 | 8337.793 | 5895.8908 | 6143.7855 | 3828.8326 | 2194.0075 | 2462.259
-9.1 |  |  | 3925.4731 | 3751.7333 | 7747.1642 | 5895.7795 | 5797.7722 | 3828.3505 | 1949.3919 | 2462.259
-8.6 |  |  | 3864.5904 | 3751.7333 | 7595.9884 | 5894.819 | 5653.914 | 3827.8399 | 1942.0744 | 2462.259
-8 |  |  | 3808.0773 | 3751.7333 | 7216.7341 | 5894.7099 | 5475.7802 | 3827.4038 | 1740.9539 | 2462.259
-7.4 |  |  | 3753.0352 | 3751.7333 | 6903.8983 | 5894.1823 | 5248.8475 | 3827.0883 | 1655.0507 | 2462.259
-6.8 |  |  | 3715.9691 | 3751.7333 | 6729.1875 | 5894.0638 | 5118.9675 | 3827.0283 | 1610.22 | 2462.259
-7.2 |  |  | 3739.4704 | 3751.7333 | 6860.6068 | 5892.2748 | 5150.2525 | 3826.312 | 1710.3543 | 2462.259
-7.5 |  |  | 3912.1247 | 3751.7333 | 7028.1441 | 5890.1082 | 5277.1879 | 3826.1315 | 1750.9562 | 2442.9548
-7.8 |  |  | 4110.1425 | 3750.3425 | 7555.9077 | 5889.8217 | 5461.9179 | 3825.9292 | 2093.9898 | 2442.9548
-8.2 |  |  | 4037.8251 | 3750.3425 | 8010.2878 | 5889.6407 | 5537.3119 | 3825.8733 | 2472.9759 | 2442.9548
-8.6 |  |  | 3982.9914 | 3750.3425 | 7841.0394 | 5889.3841 | 5378.7804 | 3825.601 | 2462.259 | 2442.9548
-8.9 |  |  | 3964.9888 | 3748.6488 | 7617.6297 | 5889.3836 | 5240.1107 | 3825.2711 | 2377.519 | 2442.9548
-8.6 |  |  | 3951.5088 | 3748.286 | 7423.8174 | 5889.0422 | 5071.0383 | 3825.1991 | 2352.7791 | 2442.9548
-8.3 |  |  | 3775.9026 | 3748.286 | 6813.4288 | 5888.7131 | 4877.7925 | 3823.0334 | 1935.6363 | 2442.9548
-8.1 |  |  | 3441.3531 | 3748.1889 | 6306.4842 | 5885.7938 | 4520.2572 | 3821.3266 | 1786.227 | 2442.9548
-7.8 |  |  | 2907.2571 | 3748.1888 | 6053.2603 | 5885.0619 | 4598.3227 | 3821.2937 | 1454.9376 | 2442.9548
-7.5 |  |  | 2320.0733 | 3748.1888 | 4985.7013 | 5884.8809 | 4105.1851 | 3820.6841 | 880.5162 | 2442.9548
-7.2 |  |  | 2114.2588 | 3748.1888 | 4674.2656 | 5884.4294 | 4091.2084 | 3820.5686 | 583.0573 | 2442.9548
-7.4 |  |  | 2058.3851 | 3748.1888 | 4625.4841 | 5884.2085 | 4157.7238 | 3820.2458 | 467.7603 | 2442.9548
-7.5 |  |  | 2044.95 | 3748.1888 | 4633.885 | 5883.8244 | 4224.7458 | 3820.1594 | 409.1392 | 2442.9548
-7.7 |  |  | 2062.4648 | 3748.1888 | 4887.5111 | 5883.751 | 4379.783 | 3819.4916 | 507.7281 | 2442.9548
-7.9 |  |  | 2128.487 | 3748.1888 | 5866.3796 | 5883.187 | 4960.6768 | 3819.381 | 905.7029 | 2442.9548
-8 |  |  | 2495.917 | 3748.1888 | 7500.0376 | 5882.7768 | 5672.7749 | 3818.4221 | 1827.2627 | 2442.9548
-8.2 |  |  | 3284.3675 | 3748.1888 | 8820.1252 | 5882.4956 | 6111.8968 | 3817.4748 | 2708.2283 | 2442.9548
-7.2 |  |  | 3751.7333 | 3748.1888 | 8272.2398 | 5881.7973 | 6078.2324 | 3817.0893 | 2194.0075 | 2442.9548
-6.2 |  |  | 3925.4731 | 3748.1888 | 7506.1502 | 5881.6261 | 5556.7583 | 3816.8051 | 1949.3919 | 2442.9548
-5.2 |  |  | 3864.5904 | 3748.1888 | 7221.7782 | 5881.3843 | 5279.7038 | 3816.2917 | 1942.0744 | 2442.9548
-4.1 |  |  | 3808.0773 | 3748.1888 | 6730.5987 | 5881.3038 | 4989.6449 | 3816.1841 | 1740.9539 | 2442.9548
-3.1 |  |  | 3753.0352 | 3748.1888 | 6324.7468 | 5881.2837 | 4669.6961 | 3815.2465 | 1655.0507 | 2436.5158
-2.1 |  |  | 3715.9691 | 3748.1888 | 6068.0079 | 5881.0747 | 4457.7878 | 3815.173 | 1610.22 | 2436.5158
-1.6 |  |  | 3739.4704 | 3748.1888 | 5981.5297 | 5880.5919 | 4271.1754 | 3813.7249 | 1710.3543 | 2436.5158
-1 |  |  | 3912.1247 | 3748.1888 | 5974.5157 | 5879.813 | 4223.5595 | 3813.4732 | 1750.9562 | 2436.5158
-0.5 |  |  | 4110.1425 | 3748.1888 | 6426.8277 | 5879.463 | 4332.8379 | 3810.6815 | 2093.9898 | 2436.5158
0 |  |  | 4037.8251 | 3748.1888 | 6787.9417 | 5879.0706 | 4314.9658 | 3810.6671 | 2472.9759 | 2436.5158
0.6 |  |  | 3982.9914 | 3748.1888 | 6626.767 | 5878.9459 | 4164.508 | 3810.6109 | 2462.259 | 2436.5158
1.1 |  |  | 3964.9888 | 3748.1888 | 6313.2897 | 5878.7236 | 3935.7707 | 3810.4211 | 2377.519 | 2436.5158
1 |  |  | 3951.5088 | 3748.1888 | 6287.4124 | 5878.2422 | 3934.6333 | 3808.6791 | 2352.7791 | 2436.5158
0.9 |  |  | 3775.9026 | 3748.1888 | 5770.3183 | 5875.8671 | 3834.682 | 3808.0883 | 1935.6363 | 2436.5158
0.9 |  |  | 3441.3531 | 3748.1888 | 5247.7875 | 5873.6039 | 3461.5606 | 3807.6393 | 1786.227 | 2436.5158
0.8 |  |  | 2907.2571 | 3748.1888 | 4902.2814 | 5873.3304 | 3447.3438 | 3806.916 | 1454.9376 | 2436.5158
0.7 |  |  | 2556.0343 | 3748.1888 | 4335.6506 | 5873.0176 | 3276.9533 | 3806.8382 | 1058.6973 | 2436.5158
0.6 |  |  | 2262.6761 | 3748.1888 | 3721.9337 | 5870.0215 | 3001.4753 | 3805.917 | 720.4584 | 2436.5158
0.4 |  |  | 2152.6584 | 3748.1888 | 3604.7308 | 5869.5578 | 3077.3518 | 3805.1611 | 527.379 | 2436.5158
0.2 |  |  | 2091.6777 | 3748.1888 | 3503.7723 | 5868.8989 | 3078.8737 | 3803.0134 | 424.8986 | 2436.5158
-0.1 |  |  | 2067.7158 | 3748.1888 | 3523.9987 | 5867.215 | 3105.2975 | 3802.9586 | 418.7012 | 2436.5158
-0.3 |  |  | 2070.9943 | 3748.1888 | 3808.0186 | 5866.3796 | 3295.686 | 3802.6491 | 512.3326 | 2436.5158
-0.5 |  |  | 2106.1356 | 3748.1888 | 4250.2533 | 5866.3014 | 3651.0861 | 3802.3674 | 599.1672 | 2436.5158
-0.7 |  |  | 2327.4422 | 3748.1888 | 4718.5501 | 5866.0699 | 3679.4764 | 3802.1695 | 1039.0737 | 2436.5158
-0.4 |  |  | 2816.0682 | 3748.1888 | 5596.0144 | 5865.433 | 3853.5406 | 3801.4019 | 1742.4737 | 2436.5158
-0.1 |  |  | 3262.8721 | 3748.1888 | 6601.5925 | 5865.317 | 4040.7355 | 3800.9121 | 2560.857 | 2436.5158
0.2 |  |  | 3393.9904 | 3748.1888 | 6666.0792 | 5864.8166 | 3888.2678 | 3800.6426 | 2777.8114 | 2436.5158
0.5 |  |  | 3426.6145 | 3748.1888 | 6600.7645 | 5863.8477 | 3842.6406 | 3799.3353 | 2758.1239 | 2436.5158
0.8 |  |  | 3410.4674 | 3748.1888 | 6184.8347 | 5863.0477 | 3748.3189 | 3798.7755 | 2436.5158 | 2436.5158
1.1 |  |  | 3358.9152 | 3748.1888 | 5815.8242 | 5862.9359 | 3620.3684 | 3798.2865 | 2195.4559 | 2436.5158
1.3 |  |  | 3442.1381 | 3748.1888 | 5463.7925 | 5861.8633 | 3450.0171 | 3796.9253 | 2013.7755 | 2436.5158
1.5 |  |  | 3611.5456 | 3748.1888 | 5446.5581 | 5860.4805 | 3532.886 | 3796.0382 | 1913.6721 | 2436.5158
1.7 |  |  | 3672.6769 | 3748.1888 | 5552.7366 | 5859.6229 | 3575.7893 | 3795.6052 | 1976.9473 | 2436.5158
1.9 |  |  | 3723.76 | 3748.1888 | 5808.4677 | 5859.5428 | 3526.1989 | 3795.1511 | 2282.2688 | 2436.5158
2.1 |  |  | 3757.8643 | 3748.1888 | 5672.5996 | 5858.8231 | 3475.3789 | 3794.0921 | 2197.2207 | 2436.5158
2.3 |  |  | 3811.2103 | 3748.1888 | 5514.2143 | 5857.0048 | 3384.8604 | 3793.8805 | 2129.3539 | 2436.5158
2.5 |  |  | 3743.4193 | 3748.1888 | 5430.8158 | 5856.7314 | 3240.2105 | 3793.8018 | 2190.6053 | 2436.5158
2.6 |  |  | 3527.2232 | 3748.1888 | 4949.2812 | 5855.7989 | 3072.651 | 3793.4225 | 1876.6302 | 2436.5158
2.8 |  |  | 3285.9257 | 3748.1888 | 4297.0319 | 5854.3697 | 2699.0344 | 3792.8683 | 1597.9976 | 2436.5158
3 |  |  | 2862.6999 | 3748.1888 | 3939.6127 | 5854.0101 | 2721.3635 | 3792.8253 | 1218.2492 | 2436.5158
3.1 |  |  | 2552.5572 | 3748.1888 | 3752.0198 | 5852.238 | 2693.3225 | 3791.9071 | 1058.6973 | 2436.5158
3.3 |  |  | 2260.729 | 3748.1888 | 3167.6423 | 5852.2143 | 2447.1839 | 3791.5434 | 720.4584 | 2436.5158
3.5 |  |  | 2150.4812 | 3748.1888 | 2986.2987 | 5851.1576 | 2458.9197 | 3789.9769 | 527.379 | 2436.5158
3.6 |  |  | 2090.5283 | 3748.1888 | 2874.7853 | 5851.0348 | 2449.8867 | 3789.8855 | 424.8986 | 2436.5158
3.8 |  |  | 2065.7241 | 3748.1888 | 2884.3113 | 5850.9621 | 2465.6101 | 3787.0848 | 418.7012 | 2436.5158
3.9 |  |  | 2067.9385 | 3748.1888 | 3030.8439 | 5850.9015 | 2518.5112 | 3786.5642 | 512.3326 | 2436.5158
4.1 |  |  | 2099.6769 | 3748.1888 | 3589.5685 | 5850.4313 | 2990.4013 | 3786.2372 | 599.1672 | 2436.5158
4.2 |  |  | 2316.1177 | 3748.1888 | 4030.7009 | 5848.8271 | 2991.6273 | 3785.4554 | 1039.0737 | 2436.5158
4.1 |  |  | 2787.4749 | 3748.1888 | 4937.4366 | 5848.727 | 3194.9629 | 3784.6863 | 1742.4737 | 2436.5158
4 |  |  | 3208.4069 | 3748.1888 | 5888.7131 | 5847.3264 | 3327.8561 | 3782.8492 | 2560.857 | 2436.5158
3.9 |  |  | 3321.3675 | 3748.1888 | 6055.3115 | 5845.3555 | 3277.5001 | 3782.8331 | 2777.8114 | 2436.5158
3.8 |  |  | 3351.8283 | 3748.1888 | 6028.8825 | 5845.0829 | 3270.7587 | 3782.113 | 2758.1239 | 2436.5158
3.7 |  |  | 3334.8945 | 3748.1888 | 5637.0158 | 5844.0884 | 3200.4999 | 3781.3433 | 2436.5158 | 2436.5158
3.5 |  |  | 3283.935 | 3748.1888 | 5387.2502 | 5843.7535 | 3191.7943 | 3781.1959 | 2195.4559 | 2436.5158
3.3 |  |  | 3373.9171 | 3748.1888 | 5079.111 | 5843.4942 | 3065.3355 | 3780.79 | 2013.7755 | 2436.5158
3.1 |  |  | 3551.6632 | 3748.1888 | 5126.7913 | 5841.405 | 3213.1192 | 3779.6415 | 1913.6721 | 2436.5158
2.9 |  |  | 3619.408 | 3748.1888 | 5320.6193 | 5840.5113 | 3343.672 | 3779.3359 | 1976.9473 | 2436.5158
2.7 |  |  | 3675.2613 | 3748.1888 | 5600.3269 | 5839.6482 | 3318.0581 | 3778.9588 | 2282.2688 | 2436.5158
2.5 |  |  | 3720.9417 | 3748.1888 | 5456.3297 | 5838.8096 | 3259.109 | 3778.9305 | 2197.2207 | 2436.5158
2.3 |  |  | 3786.8017 | 3748.1888 | 5378.7559 | 5838.5115 | 3249.4021 | 3776.6115 | 2129.3539 | 2436.5158
2.3 |  |  | 3728.2462 | 3748.1888 | 5282.0385 | 5837.7158 | 3091.4332 | 3776.4189 | 2190.6053 | 2436.5158
2.2 |  |  | 3517.9331 | 3748.1888 | 4881.1094 | 5837.5975 | 3004.4792 | 3776.4021 | 1876.6302 | 2436.5158
2.2 |  |  | 3279.4647 | 3748.1888 | 4165.3313 | 5836.876 | 2567.3337 | 3776.0093 | 1597.9976 | 2436.5158
2.2 |  |  | 2858.0765 | 3748.1888 | 3822.5146 | 5834.7677 | 2604.2654 | 3775.4011 | 1218.2492 | 2436.5158
2.2 |  |  | 2320.0733 | 3748.1888 | 3241.3467 | 5833.2283 | 2360.8305 | 3775.0126 | 880.5162 | 2436.5158
2.2 |  |  | 2114.2588 | 3748.1888 | 2878.671 | 5831.7808 | 2295.6137 | 3774.3995 | 583.0573 | 2436.5158
2.1 |  |  | 2058.3851 | 3748.1888 | 2793.805 | 5831.2854 | 2326.0447 | 3771.9718 | 467.7603 | 2436.5158
2.1 |  |  | 2044.95 | 3748.1888 | 2788.9952 | 5830.7625 | 2379.8561 | 3771.0645 | 409.1392 | 2436.5158
2 |  |  | 2062.4648 | 3748.1888 | 3005.7419 | 5830.6085 | 2498.0139 | 3770.5073 | 507.7281 | 2436.5158
2 |  |  | 2128.487 | 3748.1888 | 3647.4674 | 5830.5805 | 2741.7645 | 3769.8579 | 905.7029 | 2436.5158
1.9 |  |  | 2495.917 | 3748.1888 | 5337.3083 | 5829.8574 | 3510.0457 | 3769.8527 | 1827.2627 | 2436.5158
1.9 |  |  | 3284.3675 | 3748.1888 | 6450.6867 | 5829.4114 | 3742.4584 | 3769.6827 | 2708.2283 | 2436.5158
2 |  |  | 3751.7333 | 3748.1888 | 5955.6912 | 5827.2419 | 3761.6837 | 3768.9461 | 2194.0075 | 2436.5158
2 |  |  | 3925.4731 | 3748.1888 | 5425.6777 | 5827.0493 | 3476.2858 | 3766.7495 | 1949.3919 | 2436.5158
2.1 |  |  | 3864.5904 | 3748.1888 | 5362.5997 | 5827.0212 | 3420.5253 | 3766.5718 | 1942.0744 | 2436.5158
2.2 |  |  | 3808.0773 | 3748.1888 | 5101.1134 | 5826.699 | 3360.1596 | 3765.5957 | 1740.9539 | 2436.5158
2.2 |  |  | 3753.0352 | 3748.1888 | 4914.4862 | 5824.3864 | 3259.4355 | 3765.2778 | 1655.0507 | 2436.5158
2.3 |  |  | 3715.9691 | 3748.1888 | 4827.3017 | 5823.6008 | 3217.0816 | 3764.8332 | 1610.22 | 2436.5158
1.5 |  |  | 3739.4704 | 3748.1888 | 5041.1056 | 5821.6442 | 3330.7512 | 3764.219 | 1710.3543 | 2436.5158
1.3 |  |  | 3912.1247 | 3748.1888 | 5199.1067 | 5821.4799 | 3448.1505 | 3764.0459 | 1750.9562 | 2436.5158
1 |  |  | 4110.1425 | 3748.1888 | 5700.4408 | 5820.5809 | 3606.451 | 3763.99 | 2093.9898 | 2436.5158
0.8 |  |  | 4037.8251 | 3748.1888 | 6144.6802 | 5818.0059 | 3671.7043 | 3762.9108 | 2472.9759 | 2436.5158
0.5 |  |  | 3982.9914 | 3748.1888 | 6015.1409 | 5817.9472 | 3552.8819 | 3761.6837 | 2462.259 | 2436.5158
0.4 |  |  | 3964.9888 | 3748.1888 | 5860.4805 | 5817.7688 | 3482.9615 | 3761.6101 | 2377.519 | 2436.5158
-0.2 |  |  | 3951.5088 | 3748.1888 | 5883.8244 | 5817.5768 | 3531.0453 | 3761.2682 | 2352.7791 | 2436.5158
0 |  |  | 3775.9026 | 3748.1888 | 5340.8329 | 5816.889 | 3405.1966 | 3761.2606 | 1935.6363 | 2436.5158
-1 |  |  | 3441.3531 | 3748.1888 | 4985.0306 | 5815.9374 | 3198.8036 | 3760.7728 | 1786.227 | 2436.5158
-1.6 |  |  | 2907.2571 | 3748.1888 | 4696.5498 | 5815.8242 | 3241.6122 | 3760.2869 | 1454.9376 | 2436.5158
-1.8 |  |  | 2320.0733 | 3748.1888 | 3705.537 | 5815.2427 | 2825.0208 | 3760.0378 | 880.5162 | 2436.5158
-0.3 |  |  | 2114.2588 | 3748.1888 | 3262.9764 | 5815.0959 | 2679.9192 | 3759.6151 | 583.0573 | 2436.5158
-0.3 |  |  | 2058.3851 | 3748.1888 | 3174.8626 | 5814.5525 | 2707.1023 | 3757.6953 | 467.7603 | 2436.5158
-0.3 |  |  | 2044.95 | 3748.1888 | 3179.04 | 5814.1372 | 2769.9008 | 3757.6805 | 409.1392 | 2436.5158
-0.2 |  |  | 2062.4648 | 3748.1888 | 3396.477 | 5813.2873 | 2888.7489 | 3756.9722 | 507.7281 | 2436.5158
-0.2 |  |  | 2128.487 | 3748.1888 | 4113.1484 | 5812.9331 | 3207.4455 | 3756.6129 | 905.7029 | 2436.5158
-0.2 |  |  | 2495.917 | 3748.1888 | 5787.0601 | 5812.8662 | 3959.7975 | 3755.3393 | 1827.2627 | 2436.5158
-0.2 |  |  | 3284.3675 | 3748.1888 | 6941.4679 | 5812.1777 | 4233.2396 | 3754.7766 | 2708.2283 | 2436.5158
0.1 |  |  | 3751.7333 | 3748.1888 | 6438.3733 | 5809.5642 | 4244.3658 | 3754.5058 | 2194.0075 | 2436.5158
0.4 |  |  | 3925.4731 | 3748.1888 | 5850.4313 | 5809.4302 | 3901.0394 | 3754.0674 | 1949.3919 | 2436.5158
0.7 |  |  | 3864.5904 | 3748.1888 | 5740.8499 | 5808.7464 | 3798.7755 | 3753.2675 | 1942.0744 | 2436.5158
1 |  |  | 3808.0773 | 3748.1888 | 5433.9899 | 5808.4677 | 3693.0361 | 3752.7102 | 1740.9539 | 2436.5158
1.3 |  |  | 3753.0352 | 3748.1888 | 5190.0408 | 5807.5751 | 3534.99 | 3751.0259 | 1655.0507 | 2436.5158
1.6 |  |  | 3715.9691 | 3748.1888 | 5067.148 | 5807.3849 | 3456.928 | 3750.6884 | 1610.22 | 2436.5158
1.2 |  |  | 3739.4704 | 3748.1888 | 5193.3483 | 5805.6293 | 3482.994 | 3750.4145 | 1710.3543 | 2436.5158
0.7 |  |  | 3912.1247 | 3748.1888 | 5387.7654 | 5804.6168 | 3636.8093 | 3750.1379 | 1750.9562 | 2436.5158
0.3 |  |  | 4110.1425 | 3748.1888 | 5919.1889 | 5804.531 | 3825.1991 | 3750.034 | 2093.9898 | 2436.5158
-0.1 |  |  | 4037.8251 | 3748.1888 | 6392.3921 | 5803.4431 | 3919.4162 | 3749.2314 | 2472.9759 | 2436.5158
-0.6 |  |  | 3982.9914 | 3748.1888 | 6289.6628 | 5803.0788 | 3827.4038 | 3749.0174 | 2462.259 | 2436.5158
-1 |  |  | 3964.9888 | 3748.1888 | 6148.5834 | 5802.8765 | 3771.0645 | 3748.4655 | 2377.519 | 2436.5158
-1.1 |  |  | 3951.5088 | 3748.1888 | 6102.8131 | 5801.2212 | 3750.034 | 3748.3189 | 2352.7791 | 2377.519
-1.2 |  |  | 3775.9026 | 3748.1888 | 5575.63 | 5801.022 | 3639.9937 | 3748.0908 | 1935.6363 | 2377.519
-1.2 |  |  | 3441.3531 | 3748.1888 | 5122.3268 | 5799.3404 | 3336.0998 | 3746.1307 | 1786.227 | 2377.519
-1.3 |  |  | 2907.2571 | 3747.5604 | 4790.4524 | 5798.7492 | 3335.5148 | 3745.0853 | 1454.9376 | 2377.519
-1.4 |  |  | 2320.0733 | 3745.9118 | 3792.0856 | 5797.8496 | 2911.5695 | 3744.5216 | 880.5162 | 2377.519
-1.5 |  |  | 2114.2588 | 3745.5732 | 3465.1752 | 5795.7409 | 2882.1179 | 3742.4584 | 583.0573 | 2377.519
-2 |  |  | 2058.3851 | 3743.4193 | 3406.6233 | 5795.3342 | 2938.8629 | 3742.339 | 467.7603 | 2377.519
-2.5 |  |  | 2044.95 | 3743.4193 | 3444.364 | 5795.3086 | 3035.2249 | 3741.7648 | 409.1392 | 2377.519
-3 |  |  | 2062.4648 | 3743.4193 | 3719.5798 | 5792.9401 | 3211.8517 | 3741.654 | 507.7281 | 2377.519
-3.6 |  |  | 2128.487 | 3743.4193 | 4577.7867 | 5792.5253 | 3672.0838 | 3740.7779 | 905.7029 | 2377.519
-4.1 |  |  | 2495.917 | 3743.4193 | 6342.5163 | 5791.9176 | 4515.2536 | 3740.7037 | 1827.2627 | 2377.519
-4.6 |  |  | 3284.3675 | 3743.4193 | 7562.9909 | 5791.8358 | 4854.7626 | 3740.0933 | 2708.2283 | 2377.519
-3.8 |  |  | 3751.7333 | 3743.4193 | 7017.6559 | 5791.1326 | 4823.6484 | 3739.4517 | 2194.0075 | 2377.519
-3 |  |  | 3925.4731 | 3743.4193 | 6421.3108 | 5790.5893 | 4471.9189 | 3739.3315 | 1949.3919 | 2377.519
-2.2 |  |  | 3864.5904 | 3743.4193 | 6258.7135 | 5788.4962 | 4316.6391 | 3736.7727 | 1942.0744 | 2377.519
-1.4 |  |  | 3808.0773 | 3743.4193 | 5884.2085 | 5788.3977 | 4143.2546 | 3736.4209 | 1740.9539 | 2377.519
-0.6 |  |  | 3753.0352 | 3743.4193 | 5569.4936 | 5788.1904 | 3914.4429 | 3735.971 | 1655.0507 | 2377.519
0.2 |  |  | 3715.9691 | 3743.4193 | 5376.9695 | 5787.6288 | 3766.7495 | 3733.7885 | 1610.22 | 2377.519
-0.3 |  |  | 3739.4704 | 3743.4193 | 5512.7218 | 5787.0601 | 3802.3674 | 3733.3175 | 1710.3543 | 2377.519
-0.9 |  |  | 3912.1247 | 3742.8226 | 5722.5368 | 5783.9028 | 3971.5806 | 3732.7372 | 1750.9562 | 2377.519
-1.5 |  |  | 4110.1425 | 3740.7376 | 6289.7018 | 5783.4806 | 4195.712 | 3732.394 | 2093.9898 | 2377.519
-2 |  |  | 4037.8251 | 3739.9402 | 6773.6968 | 5781.4945 | 4300.7209 | 3731.7805 | 2472.9759 | 2377.519
-2.5 |  |  | 3982.9914 | 3739.4704 | 6658.8884 | 5781.2417 | 4196.6294 | 3729.5333 | 2462.259 | 2377.519
-3.1 |  |  | 3964.9888 | 3739.4704 | 6522.2344 | 5780.7705 | 4144.7154 | 3729.1668 | 2377.519 | 2377.519
-3.3 |  |  | 3951.5088 | 3739.4704 | 6457.0235 | 5780.4103 | 4104.2444 | 3729.135 | 2352.7791 | 2377.519
-3.5 |  |  | 3775.9026 | 3739.4704 | 5923.068 | 5778.1164 | 3987.4316 | 3728.7024 | 1935.6363 | 2377.519
-3.7 |  |  | 3441.3531 | 3739.4704 | 5484.6716 | 5776.8047 | 3698.4446 | 3727.2651 | 1786.227 | 2377.519
-3.9 |  |  | 2907.2571 | 3739.4704 | 5205.0755 | 5776.5528 | 3750.1379 | 3727.1794 | 1454.9376 | 2377.519
-4.1 |  |  | 2320.0733 | 3739.4704 | 4200.9775 | 5776.2828 | 3320.4613 | 3725.6701 | 880.5162 | 2377.519
-4.3 |  |  | 2114.2588 | 3739.4704 | 3908.5705 | 5776.1002 | 3325.5133 | 3725.4746 | 583.0573 | 2377.519
-4.9 |  |  | 2058.3851 | 3739.4704 | 3861.7134 | 5774.659 | 3393.9531 | 3725.0224 | 467.7603 | 2377.519
-5.6 |  |  | 2044.95 | 3739.4704 | 3921.9674 | 5773.4198 | 3512.8282 | 3724.073 | 409.1392 | 2377.519
-6.2 |  |  | 2062.4648 | 3739.4704 | 4222.9637 | 5773.1684 | 3715.2356 | 3723.9574 | 507.7281 | 2377.519
-6.8 |  |  | 2128.487 | 3739.4704 | 5181.7478 | 5771.7006 | 4276.045 | 3723.2767 | 905.7029 | 2377.519
-7.5 |  |  | 2495.917 | 3739.4704 | 6969.8078 | 5771.4702 | 5142.5452 | 3723.2254 | 1827.2627 | 2377.519
-8.1 |  |  | 3284.3675 | 3739.4704 | 8236.8774 | 5770.7186 | 5528.6491 | 3723.1216 | 2708.2283 | 2377.519
-7.6 |  |  | 3751.7333 | 3739.4704 | 7729.3946 | 5770.4429 | 5535.3871 | 3720.9832 | 2194.0075 | 2377.519
-7.1 |  |  | 3925.4731 | 3739.4704 | 7182.6514 | 5770.3816 | 5233.2595 | 3719.2974 | 1949.3919 | 2377.519
-6.6 |  |  | 3864.5904 | 3739.4704 | 7058.8339 | 5770.3183 | 5116.7595 | 3718.2167 | 1942.0744 | 2377.519
-6.1 |  |  | 3808.0773 | 3739.4704 | 6719.3013 | 5767.8947 | 4978.3475 | 3717.2098 | 1740.9539 | 2377.519
-5.6 |  |  | 3753.0352 | 3739.4704 | 6445.2879 | 5767.1717 | 4790.2372 | 3716.0633 | 1655.0507 | 2377.519
-5.1 |  |  | 3715.9691 | 3739.4704 | 6300.1501 | 5766.1817 | 4689.9301 | 3715.3991 | 1610.22 | 2377.519
-5.8 |  |  | 3739.4704 | 3739.4704 | 6503.9916 | 5765.7692 | 4793.6373 | 3715.2428 | 1710.3543 | 2377.519
-6.5 |  |  | 3912.1247 | 3739.4704 | 6743.8393 | 5765.0953 | 4992.8832 | 3715.2356 | 1750.9562 | 2377.519
-7.2 |  |  | 4110.1425 | 3739.4704 | 7310.3887 | 5764.9777 | 5216.3988 | 3713.6913 | 2093.9898 | 2377.519
-8 |  |  | 4037.8251 | 3739.4704 | 7813.6925 | 5764.8333 | 5340.7166 | 3713.0361 | 2472.9759 | 2377.519
-8.7 |  |  | 3982.9914 | 3739.4704 | 7650.8513 | 5764.7808 | 5188.5923 | 3712.6065 | 2462.259 | 2377.519
-9.4 |  |  | 3964.9888 | 3739.4704 | 7495.9039 | 5763.2409 | 5118.3849 | 3711.8266 | 2377.519 | 2377.519
-9.5 |  |  | 3951.5088 | 3739.4704 | 7331.669 | 5762.853 | 4978.8899 | 3710.6259 | 2352.7791 | 2377.519
-9.6 |  |  | 3775.9026 | 3739.4704 | 6745.4784 | 5762.3626 | 4809.8421 | 3709.341 | 1935.6363 | 2377.519
-9.7 |  |  | 3441.3531 | 3739.4704 | 6297.9657 | 5761.2815 | 4511.7387 | 3708.9472 | 1786.227 | 2377.519
-9.8 |  |  | 2907.2571 | 3739.4704 | 6096.3719 | 5760.7463 | 4641.4343 | 3708.9417 | 1454.9376 | 2377.519
-9.9 |  |  | 2320.0733 | 3739.4704 | 5037.0278 | 5759.4928 | 4156.5116 | 3708.5607 | 880.5162 | 2377.519
-10 |  |  | 2114.2588 | 3739.4704 | 4791.7605 | 5759.3365 | 4208.7032 | 3708.3221 | 583.0573 | 2377.519
-10.1 |  |  | 2058.3851 | 3739.4704 | 4721.7864 | 5758.4394 | 4254.0261 | 3707.4955 | 467.7603 | 2377.519
-10.3 |  |  | 2044.95 | 3739.4704 | 4768.8835 | 5757.9676 | 4359.7443 | 3707.2995 | 409.1392 | 2377.519
-10.4 |  |  | 2062.4648 | 3739.4704 | 5063.323 | 5757.5023 | 4555.5949 | 3706.72 | 507.7281 | 2377.519
-10.6 |  |  | 2128.487 | 3739.4704 | 6135.3985 | 5757.274 | 5229.6956 | 3705.9671 | 905.7029 | 2377.519
-10.8 |  |  | 2495.917 | 3739.4704 | 7839.5038 | 5755.9977 | 6012.2411 | 3705.4546 | 1827.2627 | 2377.519
-10.9 |  |  | 3284.3675 | 3739.4704 | 9162.0638 | 5754.4466 | 6453.8354 | 3705.4065 | 2708.2283 | 2377.519
-9.8 |  |  | 3751.7333 | 3739.4704 | 8624.838 | 5754.188 | 6430.8305 | 3705.3506 | 2194.0075 | 2377.519
-8.7 |  |  | 3925.4731 | 3739.4704 | 7902.4685 | 5754.1504 | 5953.0765 | 3705.1035 | 1949.3919 | 2377.519
-7.6 |  |  | 3864.5904 | 3739.4704 | 7628.9338 | 5753.6471 | 5686.8594 | 3704.0045 | 1942.0744 | 2377.519
-6.5 |  |  | 3808.0773 | 3739.4704 | 7149.3424 | 5752.1703 | 5408.3885 | 3703.8547 | 1740.9539 | 2377.519
-5.4 |  |  | 3753.0352 | 3739.4704 | 6739.0041 | 5750.6295 | 5083.9534 | 3703.213 | 1655.0507 | 2377.519
-4.3 |  |  | 3715.9691 | 3739.4704 | 6477.3873 | 5750.5016 | 4867.1673 | 3702.9302 | 1610.22 | 2377.519
-4.8 |  |  | 3739.4704 | 3739.4704 | 6556.7191 | 5750.353 | 4846.3648 | 3702.1161 | 1710.3543 | 2377.519
-5.2 |  |  | 3912.1247 | 3739.4704 | 6717.5446 | 5749.1366 | 4966.5884 | 3702.0852 | 1750.9562 | 2377.519
-5.7 |  |  | 4110.1425 | 3739.4704 | 7300.9238 | 5747.9941 | 5206.934 | 3700.8779 | 2093.9898 | 2377.519
-6.2 |  |  | 4037.8251 | 3739.4704 | 7777.0434 | 5746.159 | 5304.0674 | 3698.707 | 2472.9759 | 2377.519
-6.6 |  |  | 3982.9914 | 3739.4704 | 7641.4863 | 5744.9594 | 5179.2272 | 3698.4446 | 2462.259 | 2377.519
-7.1 |  |  | 3964.9888 | 3739.4704 | 7422.1135 | 5744.3003 | 5044.5946 | 3697.8787 | 2377.519 | 2377.519
-7.7 |  |  | 3951.5088 | 3739.4704 | 7324.623 | 5743.7056 | 4971.8439 | 3697.3875 | 2352.7791 | 2377.519
-8.4 |  |  | 3775.9026 | 3739.4704 | 6788.7561 | 5742.648 | 4853.1197 | 3696.5152 | 1935.6363 | 2377.519
-9 |  |  | 3441.3531 | 3739.4704 | 6342.9261 | 5740.8499 | 4556.6991 | 3696.143 | 1786.227 | 2377.519
-9.6 |  |  | 2907.2571 | 3739.4704 | 6168.4223 | 5739.3888 | 4713.4847 | 3695.9274 | 1454.9376 | 2377.519
-10.3 |  |  | 2556.0343 | 3739.4704 | 5585.8689 | 5739.0453 | 4527.1716 | 3694.6518 | 1058.6973 | 2377.519
-10.9 |  |  | 2262.6761 | 3739.4704 | 5102.1107 | 5738.3782 | 4381.6523 | 3693.0361 | 720.4584 | 2377.519
-10.9 |  |  | 2152.6584 | 3739.4704 | 4941.6544 | 5737.2771 | 4414.2754 | 3692.4985 | 527.379 | 2377.519
-10.9 |  |  | 2091.6777 | 3739.4704 | 4856.4629 | 5737.0848 | 4431.5643 | 3692.2632 | 424.8986 | 2377.519
-10.9 |  |  | 2067.7158 | 3739.4704 | 4897.4803 | 5736.4744 | 4478.7791 | 3692.2016 | 418.7012 | 2377.519
-10.8 |  |  | 2070.9943 | 3739.4704 | 5487.6972 | 5736.2725 | 4975.3646 | 3691.3759 | 512.3326 | 2377.519
-10.8 |  |  | 2106.1356 | 3739.4704 | 5640.8515 | 5736.2386 | 5041.6842 | 3691.0666 | 599.1672 | 2377.519
-10.8 |  |  | 2327.4422 | 3739.4704 | 6171.1105 | 5735.9561 | 5132.0369 | 3690.6363 | 1039.0737 | 2377.519
-9.6 |  |  | 2816.0682 | 3739.4704 | 7022.0655 | 5732.6317 | 5279.5918 | 3690.1115 | 1742.4737 | 2377.519
-8.4 |  |  | 3262.8721 | 3739.4704 | 8123.5554 | 5732.4626 | 5562.6984 | 3689.6612 | 2560.857 | 2377.519
-7.2 |  |  | 3393.9904 | 3738.1902 | 8034.2244 | 5731.9923 | 5256.4131 | 3689.6028 | 2777.8114 | 2377.519
-6 |  |  | 3426.6145 | 3738.1902 | 7851.0364 | 5731.3652 | 5092.9126 | 3689.3602 | 2758.1239 | 2377.519
-4.8 |  |  | 3410.4674 | 3735.6749 | 7398.0456 | 5730.5404 | 4961.5298 | 3689.0065 | 2436.5158 | 2377.519
-3.6 |  |  | 3358.9152 | 3731.9274 | 6652.5301 | 5730.4888 | 4457.0742 | 3688.8577 | 2195.4559 | 2377.519
-4.1 |  |  | 3442.1381 | 3730.7857 | 6495.6124 | 5728.9468 | 4481.837 | 3688.6723 | 2013.7755 | 2377.519
-4.5 |  |  | 3611.5456 | 3729.2716 | 6539.0294 | 5727.3209 | 4625.3573 | 3687.9058 | 1913.6721 | 2377.519
-4.9 |  |  | 3672.6769 | 3728.6742 | 6678.2549 | 5725.6143 | 4701.3076 | 3687.6876 | 1976.9473 | 2377.519
-5.4 |  |  | 3723.76 | 3728.2462 | 7044.5668 | 5725.0381 | 4762.298 | 3687.5352 | 2282.2688 | 2377.519
-5.8 |  |  | 3757.8643 | 3728.2462 | 7066.1819 | 5724.5717 | 4868.9611 | 3687.378 | 2197.2207 | 2377.519
-6.3 |  |  | 3811.2103 | 3728.2462 | 6988.6652 | 5722.5368 | 4859.3113 | 3687.2611 | 2129.3539 | 2377.519
-6.5 |  |  | 3743.4193 | 3728.2462 | 7007.1877 | 5722.0718 | 4816.5823 | 3686.7527 | 2190.6053 | 2377.519
-6.8 |  |  | 3527.2232 | 3728.2462 | 6358.4048 | 5721.4604 | 4481.7746 | 3686.3592 | 1876.6302 | 2377.519
-7 |  |  | 3285.9257 | 3728.2462 | 5674.2837 | 5721.4022 | 4076.2861 | 3686.0708 | 1597.9976 | 2377.519
-7.2 |  |  | 2862.6999 | 3728.2462 | 5460.6099 | 5719.512 | 4242.3607 | 3684.1147 | 1218.2492 | 2377.519
-7.5 |  |  | 2552.5572 | 3728.2462 | 5325.9161 | 5716.7627 | 4267.2188 | 3683.8675 | 1058.6973 | 2377.519
-7.7 |  |  | 2260.729 | 3728.2462 | 4769.8409 | 5715.6083 | 4049.3825 | 3683.0593 | 720.4584 | 2377.519
-7.2 |  |  | 2150.4812 | 3728.2462 | 4593.6584 | 5712.7581 | 4066.2793 | 3683.0249 | 527.379 | 2377.519
-6.7 |  |  | 2090.5283 | 3728.2462 | 4462.8305 | 5711.4596 | 4037.9319 | 3682.5052 | 424.8986 | 2377.519
-6.2 |  |  | 2065.7241 | 3728.2462 | 4443.027 | 5711.2575 | 4024.3258 | 3682.4134 | 418.7012 | 2377.519
-5.8 |  |  | 2067.9385 | 3728.2462 | 4856.0508 | 5711.0375 | 4343.7182 | 3681.8596 | 512.3326 | 2377.519
-5.3 |  |  | 2099.6769 | 3726.7401 | 5084.275 | 5705.319 | 4485.1078 | 3681.6452 | 599.1672 | 2377.519
-4.8 |  |  | 2316.1177 | 3725.8965 | 5551.7527 | 5705.1819 | 4512.679 | 3681.5399 | 1039.0737 | 2377.519
-4.4 |  |  | 2787.4749 | 3725.6997 | 6400.6036 | 5704.2792 | 4658.1299 | 3681.2969 | 1742.4737 | 2377.519
-4 |  |  | 3208.4069 | 3725.1374 | 7409.946 | 5703.5577 | 4849.089 | 3681.1738 | 2560.857 | 2377.519
-3.5 |  |  | 3321.3675 | 3725.1374 | 7449.5473 | 5703.0523 | 4671.7359 | 3680.5869 | 2777.8114 | 2377.519
-3.1 |  |  | 3351.8283 | 3725.1374 | 7323.2573 | 5700.4408 | 4565.1335 | 3679.6379 | 2758.1239 | 2377.519
-2.7 |  |  | 3334.8945 | 3725.1374 | 6936.0741 | 5696.8003 | 4499.5583 | 3679.4764 | 2436.5158 | 2377.519
-2.3 |  |  | 3283.935 | 3725.1374 | 6383.2611 | 5695.3361 | 4187.8053 | 3678.037 | 2195.4559 | 2377.519
-2 |  |  | 3373.9171 | 3725.1374 | 6093.252 | 5693.3765 | 4079.4766 | 3677.9972 | 2013.7755 | 2377.519
-1.7 |  |  | 3551.6632 | 3723.76 | 6030.5665 | 5693.3523 | 4116.8943 | 3676.6311 | 1913.6721 | 2377.519
-1.5 |  |  | 3619.408 | 3723.76 | 6090.4099 | 5691.5705 | 4113.4626 | 3676.1155 | 1976.9473 | 2377.519
-1.2 |  |  | 3675.2613 | 3723.76 | 6371.5478 | 5691.3574 | 4089.279 | 3675.7616 | 2282.2688 | 2377.519
-0.9 |  |  | 3720.9417 | 3723.76 | 6326.747 | 5690.8797 | 4129.5263 | 3675.5318 | 2197.2207 | 2377.519
-0.6 |  |  | 3786.8017 | 3723.76 | 6118.5861 | 5690.8328 | 3989.2323 | 3675.0033 | 2129.3539 | 2377.519
-0.8 |  |  | 3728.2462 | 3723.76 | 6129.0643 | 5690.5458 | 3938.459 | 3674.8304 | 2190.6053 | 2377.519
-0.9 |  |  | 3517.9331 | 3723.76 | 5546.4342 | 5689.8676 | 3669.804 | 3672.8007 | 1876.6302 | 2377.519
-1 |  |  | 3279.4647 | 3723.76 | 4926.1986 | 5689.5371 | 3328.201 | 3672.606 | 1597.9976 | 2377.519
-1.2 |  |  | 2858.0765 | 3723.76 | 4641.1838 | 5688.9381 | 3422.9346 | 3672.0838 | 1218.2492 | 2377.519
-1.4 |  |  | 2320.0733 | 3723.76 | 4074.3676 | 5687.3528 | 3193.8514 | 3671.7441 | 880.5162 | 2377.519
-1.5 |  |  | 2114.2588 | 3723.76 | 3729.0368 | 5685.535 | 3145.9795 | 3671.7043 | 583.0573 | 2377.519
-1.6 |  |  | 2058.3851 | 3723.76 | 3651.0505 | 5685.4114 | 3183.2901 | 3671.0675 | 467.7603 | 2377.519
-1.8 |  |  | 2044.95 | 3723.76 | 3640.154 | 5684.472 | 3231.0148 | 3670.1337 | 409.1392 | 2377.519
-1.9 |  |  | 2062.4648 | 3722.2671 | 3847.0728 | 5683.4263 | 3339.3447 | 3669.804 | 507.7281 | 2377.519
-2 |  |  | 2128.487 | 3721.3793 | 4613.1984 | 5682.3438 | 3707.4955 | 3669.2511 | 905.7029 | 2377.519
-2.2 |  |  | 2495.917 | 3721.0072 | 6266.6251 | 5681.0699 | 4439.3624 | 3669.1435 | 1827.2627 | 2377.519
-2.3 |  |  | 3284.3675 | 3720.9417 | 7460.6449 | 5680.5443 | 4752.4166 | 3668.8491 | 2708.2283 | 2377.519
-2.2 |  |  | 3751.7333 | 3720.9417 | 6968.1157 | 5680.4605 | 4774.1083 | 3667.5959 | 2194.0075 | 2377.519
-2.2 |  |  | 3925.4731 | 3720.9417 | 6386.556 | 5680.3204 | 4437.164 | 3665.7125 | 1949.3919 | 2377.519
-2.1 |  |  | 3864.5904 | 3720.9417 | 6280.8725 | 5680.0182 | 4338.7982 | 3665.5029 | 1942.0744 | 2377.519
-2 |  |  | 3808.0773 | 3720.9417 | 5981.0257 | 5677.9082 | 4240.0718 | 3665.2161 | 1740.9539 | 2377.519
-2 |  |  | 3753.0352 | 3720.9417 | 5765.0953 | 5676.6253 | 4110.0446 | 3664.9767 | 1655.0507 | 2377.519
-1.9 |  |  | 3715.9691 | 3720.9417 | 5663.3514 | 5675.7161 | 4053.1314 | 3663.6662 | 1610.22 | 2377.519
-2.3 |  |  | 3739.4704 | 3720.9417 | 5812.1777 | 5674.2837 | 4101.8234 | 3663.4858 | 1710.3543 | 2377.519
-2.6 |  |  | 3912.1247 | 3720.9417 | 5981.6609 | 5673.8004 | 4230.7047 | 3663.2885 | 1750.9562 | 2377.519
-3 |  |  | 4110.1425 | 3720.9417 | 6498.3831 | 5673.0407 | 4404.3933 | 3663.0597 | 2093.9898 | 2377.519
-3.4 |  |  | 4037.8251 | 3720.9417 | 6955.6922 | 5672.8522 | 4482.7163 | 3663.0403 | 2472.9759 | 2377.519
-3.7 |  |  | 3982.9914 | 3720.9417 | 6788.7737 | 5672.6192 | 4326.5147 | 3661.7178 | 2462.259 | 2377.519
-4.1 |  |  | 3964.9888 | 3720.9417 | 6632.957 | 5672.5996 | 4255.438 | 3661.0844 | 2377.519 | 2377.519
-4.7 |  |  | 3951.5088 | 3719.2427 | 6590.175 | 5671.957 | 4237.3959 | 3661.0211 | 2352.7791 | 2377.519
-5.4 |  |  | 3775.9026 | 3719.2427 | 6084.8888 | 5671.948 | 4149.2525 | 3660.5389 | 1935.6363 | 2377.519
-6 |  |  | 3441.3531 | 3717.1229 | 5690.8797 | 5671.5991 | 3904.6527 | 3660.495 | 1786.227 | 2377.519
-6.6 |  |  | 2907.2571 | 3716.118 | 5473.4001 | 5671.0105 | 4018.4625 | 3660.3949 | 1454.9376 | 2377.519
-7.3 |  |  | 2320.0733 | 3715.9691 | 4475.3852 | 5670.5263 | 3594.869 | 3660.0967 | 880.5162 | 2377.519
-7.9 |  |  | 2114.2588 | 3715.9691 | 4243.4522 | 5670.432 | 3660.3949 | 3659.5082 | 583.0573 | 2377.519
-7.4 |  |  | 2058.3851 | 3715.9691 | 4107.8628 | 5669.1556 | 3640.1024 | 3658.4577 | 467.7603 | 2377.519
-7 |  |  | 2044.95 | 3715.9691 | 4112.0694 | 5668.7055 | 3702.9302 | 3658.3571 | 409.1392 | 2377.519
-6.6 |  |  | 2062.4648 | 3715.9691 | 4358.1113 | 5666.2879 | 3850.3833 | 3658.2615 | 507.7281 | 2377.519
-6.1 |  |  | 2128.487 | 3715.9691 | 5236.2099 | 5664.8402 | 4330.507 | 3658.0606 | 905.7029 | 2377.519
-5.7 |  |  | 2495.917 | 3715.9691 | 6877.8056 | 5663.7568 | 5050.543 | 3657.7421 | 1827.2627 | 2377.519
-5.2 |  |  | 3284.3675 | 3715.9691 | 8073.0351 | 5663.7485 | 5364.8067 | 3657.3973 | 2708.2283 | 2377.519
-4.6 |  |  | 3751.7333 | 3715.9691 | 7570.3406 | 5663.3514 | 5376.3331 | 3657.3909 | 2194.0075 | 2377.519
-4 |  |  | 3925.4731 | 3715.9691 | 6909.4829 | 5662.2596 | 4960.0909 | 3657.2828 | 1949.3919 | 2377.519
-3.5 |  |  | 3864.5904 | 3715.9691 | 6735.6631 | 5662.0737 | 4793.5888 | 3656.9961 | 1942.0744 | 2377.519
-2.9 |  |  | 3808.0773 | 3715.9691 | 6350.8521 | 5659.2841 | 4609.8982 | 3656.8702 | 1740.9539 | 2377.519
-2.3 |  |  | 3753.0352 | 3715.9691 | 6033.0191 | 5657.1737 | 4377.9683 | 3655.7227 | 1655.0507 | 2377.519
-1.7 |  |  | 3715.9691 | 3715.9691 | 5852.238 | 5657.073 | 4242.018 | 3654.5444 | 1610.22 | 2377.519
-1.5 |  |  | 3739.4704 | 3715.9691 | 5854.0101 | 5656.7025 | 4143.6557 | 3654.3967 | 1710.3543 | 2377.519
-1.3 |  |  | 3912.1247 | 3715.9691 | 5927.1225 | 5656.3931 | 4176.1663 | 3653.7624 | 1750.9562 | 2377.519
-1 |  |  | 4110.1425 | 3715.9691 | 6391.9388 | 5655.3711 | 4297.9489 | 3652.8078 | 2093.9898 | 2377.519
-0.8 |  |  | 4037.8251 | 3715.9691 | 6793.105 | 5654.1553 | 4320.1291 | 3652.202 | 2472.9759 | 2377.519
-0.6 |  |  | 3982.9914 | 3715.9691 | 6654.4223 | 5653.9394 | 4192.1633 | 3652.1691 | 2462.259 | 2377.519
-0.4 |  |  | 3964.9888 | 3715.9691 | 6399.7397 | 5653.839 | 4022.2207 | 3651.0861 | 2377.519 | 2377.519
-0.5 |  |  | 3951.5088 | 3715.9691 | 6361.0582 | 5653.7227 | 4008.2791 | 3649.9831 | 2352.7791 | 2377.519
-0.6 |  |  | 3775.9026 | 3715.9691 | 5837.5975 | 5653.6944 | 3901.9612 | 3648.6582 | 1935.6363 | 2377.519
-0.6 |  |  | 3441.3531 | 3715.9691 | 5335.9476 | 5652.998 | 3549.7206 | 3648.313 | 1786.227 | 2377.519
-0.7 |  |  | 2907.2571 | 3715.9691 | 5006.9495 | 5650.8631 | 3552.0119 | 3647.5708 | 1454.9376 | 2377.519
-0.8 |  |  | 2320.0733 | 3715.9691 | 4020.6694 | 5650.482 | 3140.1532 | 3647.4353 | 880.5162 | 2377.519
-0.9 |  |  | 2114.2588 | 3715.9691 | 3668.9695 | 5648.5581 | 3085.9122 | 3647.3975 | 583.0573 | 2377.519
-0.9 |  |  | 2058.3851 | 3715.9691 | 3585.7772 | 5648.3861 | 3118.0168 | 3647.0024 | 467.7603 | 2377.519
-0.9 |  |  | 2044.95 | 3715.9691 | 3555.9265 | 5648.3443 | 3146.7873 | 3646.9371 | 409.1392 | 2377.519
-0.9 |  |  | 2062.4648 | 3715.9691 | 3743.8082 | 5646.954 | 3236.0801 | 3646.1429 | 507.7281 | 2377.519
-1 |  |  | 2128.487 | 3715.9691 | 4476.3694 | 5644.7377 | 3570.6665 | 3646.0267 | 905.7029 | 2377.519
-1 |  |  | 2495.917 | 3715.9691 | 6092.9048 | 5644.0158 | 4265.6421 | 3645.2665 | 1827.2627 | 2377.519
-1 |  |  | 3284.3675 | 3715.9691 | 7266.054 | 5644.0011 | 4557.8256 | 3644.3814 | 2708.2283 | 2377.519
-1 |  |  | 3751.7333 | 3715.9691 | 6775.983 | 5643.5544 | 4581.9755 | 3644.2076 | 2194.0075 | 2377.519
-1 |  |  | 3925.4731 | 3715.9691 | 6178.808 | 5643.5396 | 4229.4161 | 3642.5013 | 1949.3919 | 2377.519
-1 |  |  | 3864.5904 | 3715.9691 | 6080.8424 | 5641.6519 | 4138.7681 | 3642.4846 | 1942.0744 | 2377.519
-1.1 |  |  | 3808.0773 | 3715.9691 | 5807.5751 | 5641.3113 | 4066.6212 | 3642.1454 | 1740.9539 | 2377.519
-1.1 |  |  | 3753.0352 | 3715.9691 | 5593.2976 | 5640.8515 | 3938.2468 | 3642.0023 | 1655.0507 | 2377.519
-1.1 |  |  | 3715.9691 | 3715.9691 | 5506.02 | 5640.7359 | 3895.8 | 3640.1024 | 1610.22 | 2377.519
-1.7 |  |  | 3739.4704 | 3715.9691 | 5684.472 | 5640.3323 | 3974.1177 | 3639.9937 | 1710.3543 | 2377.519
-2.4 |  |  | 3912.1247 | 3715.9691 | 5916.4883 | 5639.911 | 4165.5321 | 3639.5602 | 1750.9562 | 2377.519
-3 |  |  | 4110.1425 | 3715.9691 | 6455.7122 | 5638.5717 | 4361.7224 | 3639.3992 | 2093.9898 | 2377.519
-3.6 |  |  | 4037.8251 | 3715.9691 | 6936.7596 | 5637.5726 | 4463.7837 | 3638.8078 | 2472.9759 | 2377.519
-5.2 |  |  | 3982.9914 | 3715.9691 | 6901.3193 | 5637.4423 | 4439.0603 | 3638.679 | 2462.259 | 2377.519
-5.8 |  |  | 3964.9888 | 3715.9691 | 6774.3512 | 5637.0158 | 4396.8322 | 3637.3555 | 2377.519 | 2377.519
-6.3 |  |  | 3951.5088 | 3715.9691 | 6696.2121 | 5635.0079 | 4343.433 | 3637.2975 | 2352.7791 | 2377.519
-4.1 |  |  | 3775.9026 | 3715.9691 | 5947.4863 | 5634.4096 | 4011.85 | 3636.8093 | 1935.6363 | 2377.519
-1.7 |  |  | 3441.3531 | 3715.9691 | 5303.6947 | 5634.1324 | 3517.4677 | 3634.9141 | 1786.227 | 2377.519
0.9 |  |  | 2907.2571 | 3715.9691 | 4753.7114 | 5633.4607 | 3298.7738 | 3634.8771 | 1454.9376 | 2377.519
3.4 |  |  | 2185.5818 | 3715.9691 | 3611.1052 | 5632.7107 | 2730.589 | 3634.7731 | 880.5162 | 2377.519
3.3 |  |  | 2060.7678 | 3715.9691 | 3246.5349 | 5632.6699 | 2663.4776 | 3634.6154 | 583.0573 | 2377.519
3.2 |  |  | 2041.5737 | 3715.9691 | 3215.1446 | 5632.3582 | 2747.3842 | 3634.5688 | 467.7603 | 2377.519
3 |  |  | 2038.8368 | 3715.9691 | 3202.444 | 5631.5572 | 2793.3048 | 3634.4274 | 409.1392 | 2377.519
3 |  |  | 2062.4648 | 3715.9691 | 3373.0271 | 5630.5791 | 2865.299 | 3633.4992 | 507.7281 | 2377.519
3.1 |  |  | 2169.7514 | 3715.9691 | 3987.8311 | 5628.4628 | 3082.1282 | 3633.4145 | 905.7029 | 2377.519
3.2 |  |  | 2599.8422 | 3715.9691 | 5550.4881 | 5627.6234 | 3723.2254 | 3632.0048 | 1827.2627 | 2377.519
2.8 |  |  | 3310.3489 | 3715.9691 | 6777.0167 | 5627.4381 | 4068.7884 | 3631.3755 | 2708.2283 | 2377.519
3.4 |  |  | 3687.5442 | 3715.9691 | 6232.8429 | 5627.0508 | 4038.8355 | 3631.2431 | 2194.0075 | 2377.519
3.6 |  |  | 3748.1888 | 3715.9691 | 5534.0145 | 5626.189 | 3584.6226 | 3631.1447 | 1949.3919 | 2377.519
3.8 |  |  | 3687.3062 | 3715.9691 | 5378.2492 | 5625.7478 | 3436.1748 | 3631.1174 | 1942.0744 | 2377.519
4.2 |  |  | 3661.3593 | 3715.9691 | 5021.4074 | 5625.4049 | 3280.4535 | 3630.2073 | 1740.9539 | 2377.519
4.6 |  |  | 3617.0154 | 3715.9691 | 4732.7396 | 5625.2391 | 3077.6889 | 3630.0955 | 1655.0507 | 2377.519
4.5 |  |  | 3579.9493 | 3715.9691 | 4641.8302 | 5624.6116 | 3031.6102 | 3629.586 | 1610.22 | 2377.519
4.5 |  |  | 3685.9794 | 3715.9691 | 4658.6784 | 5624.0063 | 2948.324 | 3629.429 | 1710.3543 | 2377.519
4.8 |  |  | 3789.8597 | 3715.9691 | 4706.0708 | 5623.7196 | 2955.1146 | 3629.0856 | 1750.9562 | 2377.519
4 |  |  | 3772.3855 | 3712.7857 | 5310.3259 | 5623.4477 | 3216.336 | 3628.992 | 2093.9898 | 2377.519
2.8 |  |  | 3597.6711 | 3710.6204 | 5894.1823 | 5622.8267 | 3421.2064 | 3628.1555 | 2472.9759 | 2377.519
2 |  |  | 3603.9699 | 3710.2429 | 5836.876 | 5622.4784 | 3374.617 | 3627.5873 | 2462.259 | 2377.519
1.9 |  |  | 3680.7226 | 3710.2429 | 5656.3931 | 5622.389 | 3278.8741 | 3627.563 | 2377.519 | 2377.519
1.5 |  |  | 3661.1294 | 3710.2429 | 5654.1553 | 5620.2983 | 3301.3762 | 3627.2727 | 2352.7791 | 2377.519
0.7 |  |  | 3450.372 | 3710.2429 | 5178.675 | 5619.6587 | 3243.0387 | 3626.6896 | 1935.6363 | 2377.519
-0.9 |  |  | 3082.1997 | 3710.2429 | 4865.3558 | 5618.7277 | 3079.1288 | 3626.4055 | 1786.227 | 2377.519
-2.2 |  |  | 2607.7078 | 3710.2429 | 4622.4745 | 5618.1416 | 3167.5369 | 3625.3259 | 1454.9376 | 2377.519
-2 |  |  | 2185.5818 | 3709.5571 | 3587.3407 | 5617.1762 | 2706.8245 | 3624.9523 | 880.5162 | 2377.519
-2.6 |  |  | 2060.7678 | 3708.7484 | 3309.3429 | 5615.8357 | 2726.2856 | 3624.3303 | 583.0573 | 2377.519
-3.9 |  |  | 2041.5737 | 3708.7484 | 3276.9053 | 5615.0595 | 2809.145 | 3623.9634 | 467.7603 | 2377.519
-3 |  |  | 2038.8368 | 3705.2968 | 3243.2776 | 5614.9927 | 2834.1384 | 3623.8006 | 409.1392 | 2377.519
-2.9 |  |  | 2062.4648 | 3705.2968 | 3497.6623 | 5614.1282 | 2989.9342 | 3623.5849 | 507.7281 | 2377.519
-4.5 |  |  | 2169.7514 | 3703.9588 | 4450.2709 | 5614.1126 | 3544.568 | 3622.7662 | 905.7029 | 2377.519
-5 |  |  | 2599.8422 | 3703.9113 | 6275.9935 | 5612.4516 | 4448.7309 | 3622.6493 | 1827.2627 | 2377.519
-5.2 |  |  | 3310.3489 | 3701.05 | 7434.1305 | 5610.199 | 4725.9022 | 3621.9483 | 2708.2283 | 2377.519
-5.4 |  |  | 3687.5442 | 3700.979 | 6995.8638 | 5609.5862 | 4801.8564 | 3621.6702 | 2194.0075 | 2377.519
-5.6 |  |  | 3748.1888 | 3700.4627 | 6614.7666 | 5609.4267 | 4665.3746 | 3621.0333 | 1949.3919 | 2377.519
-5.4 |  |  | 3687.3062 | 3697.4573 | 6589.491 | 5608.4318 | 4647.4166 | 3620.3684 | 1942.0744 | 2377.519
-3.5 |  |  | 3661.3593 | 3697.0802 | 6110.3407 | 5607.8732 | 4369.3868 | 3620.2613 | 1740.9539 | 2377.519
0.7 |  |  | 3617.0154 | 3696.9666 | 5360.4573 | 5607.7478 | 3705.4065 | 3618.2818 | 1655.0507 | 2377.519
0.6 |  |  | 3579.9493 | 3696.6431 | 5296.5792 | 5607.1239 | 3686.3592 | 3617.5658 | 1610.22 | 2377.519
0.4 |  |  | 3685.9794 | 3695.6796 | 5393.4136 | 5606.4389 | 3683.0593 | 3616.9787 | 1710.3543 | 2377.519
0.2 |  |  | 3789.8597 | 3695.3828 | 5546.5614 | 5606.1931 | 3795.6052 | 3616.168 | 1750.9562 | 2377.519
0.2 |  |  | 3772.3855 | 3693.3533 | 6045.8789 | 5606.1389 | 3951.8891 | 3615.6115 | 2093.9898 | 2377.519
-1.4 |  |  | 3597.6711 | 3690.6231 | 6696.7089 | 5605.7829 | 4223.733 | 3615.4245 | 2472.9759 | 2377.519
-2.5 |  |  | 3603.9699 | 3690.5809 | 6670.3632 | 5605.5298 | 4208.1042 | 3614.5692 | 2462.259 | 2377.519
-2.1 |  |  | 3680.7226 | 3690.5809 | 6432.6424 | 5605.4399 | 4055.1234 | 3614.1084 | 2377.519 | 2377.519
-2.4 |  |  | 3661.1294 | 3689.9744 | 6400.8238 | 5605.0271 | 4048.0447 | 3613.5107 | 2352.7791 | 2352.7791
-3.3 |  |  | 3450.372 | 3689.1377 | 5937.784 | 5603.7018 | 4002.1476 | 3613.4843 | 1935.6363 | 2352.7791
-2.7 |  |  | 3082.1997 | 3687.5442 | 5430.6084 | 5603.6311 | 3644.3814 | 3612.1881 | 1786.227 | 2352.7791
-2.6 |  |  | 2607.7078 | 3687.5442 | 5113.3953 | 5603.2619 | 3658.4577 | 3612.1039 | 1454.9376 | 2352.7791
-2.9 |  |  | 2346.6555 | 3687.5442 | 4541.8845 | 5603.1544 | 3483.1872 | 3611.131 | 1058.6973 | 2352.7791
-4.3 |  |  | 2161.8075 | 3687.5442 | 4121.4824 | 5602.0325 | 3401.024 | 3610.372 | 720.4584 | 2352.7791
-4.7 |  |  | 2085.4126 | 3687.5442 | 3964.2667 | 5601.8021 | 3436.8877 | 3610.19 | 527.379 | 2352.7791
-5.5 |  |  | 2042.7717 | 3687.5442 | 3931.523 | 5601.0502 | 3506.6244 | 3610.189 | 424.8986 | 2352.7791
-5.4 |  |  | 2040.2062 | 3687.5442 | 3979.5441 | 5600.6857 | 3560.8429 | 3609.3054 | 418.7012 | 2352.7791
-4.7 |  |  | 2048.0696 | 3687.5442 | 4347.8936 | 5600.3269 | 3835.561 | 3609.2122 | 512.3326 | 2352.7791
-4.4 |  |  | 2151.985 | 3687.5442 | 4671.2611 | 5599.5903 | 4072.0939 | 3607.4816 | 599.1672 | 2352.7791
-4 |  |  | 2461.9337 | 3687.5442 | 5137.1078 | 5598.0725 | 4098.0341 | 3607.3102 | 1039.0737 | 2352.7791
-3.7 |  |  | 2877.2007 | 3687.5442 | 6043.663 | 5596.8272 | 4301.1893 | 3606.6826 | 1742.4737 | 2352.7791
-2.8 |  |  | 3165.0601 | 3687.5442 | 7075.4813 | 5596.4132 | 4514.6242 | 3606.451 | 2560.857 | 2352.7791
-1.1 |  |  | 3164.7435 | 3687.5442 | 6997.723 | 5596.0144 | 4219.9117 | 3605.9868 | 2777.8114 | 2352.7791
-0.1 |  |  | 3133.1785 | 3687.5442 | 6833.0541 | 5595.2176 | 4074.9302 | 3604.033 | 2758.1239 | 2352.7791
0.6 |  |  | 3095.6351 | 3687.5442 | 6392.3845 | 5594.9761 | 3955.8687 | 3603.8625 | 2436.5158 | 2352.7791
0.2 |  |  | 3111.3285 | 3687.5442 | 5989.3364 | 5594.906 | 3793.8805 | 3602.9999 | 2195.4559 | 2352.7791
0.5 |  |  | 3153.287 | 3687.5442 | 5696.8003 | 5594.7699 | 3683.0249 | 3602.9116 | 2013.7755 | 2352.7791
0.9 |  |  | 3229.4675 | 3687.5442 | 5601.0502 | 5594.44 | 3687.378 | 3602.0162 | 1913.6721 | 2352.7791
0.3 |  |  | 3301.297 | 3687.5442 | 5803.0788 | 5593.8979 | 3826.1315 | 3601.9914 | 1976.9473 | 2352.7791
0.2 |  |  | 3376.833 | 3687.5442 | 6126.8883 | 5593.8034 | 3844.6195 | 3601.6372 | 2282.2688 | 2352.7791
-1.1 |  |  | 3505.6927 | 3687.5442 | 6201.9336 | 5593.2976 | 4004.7129 | 3600.5539 | 2197.2207 | 2352.7791
-1.8 |  |  | 3588.0767 | 3687.5442 | 6159.6497 | 5592.0293 | 4030.2958 | 3600.0202 | 2129.3539 | 2352.7791
-2 |  |  | 3537.0971 | 3687.5442 | 6131.6941 | 5589.824 | 3941.0887 | 3599.3556 | 2190.6053 | 2352.7791
-1.7 |  |  | 3307.1462 | 3687.5442 | 5551.4606 | 5589.494 | 3674.8304 | 3599.2331 | 1876.6302 | 2352.7791
-1.9 |  |  | 2971.0933 | 3687.5442 | 4876.6332 | 5589.1304 | 3278.6357 | 3599.1552 | 1597.9976 | 2352.7791
-2.1 |  |  | 2570.7922 | 3687.5442 | 4603.8026 | 5586.9264 | 3385.5534 | 3598.9896 | 1218.2492 | 2352.7791
-2.3 |  |  | 2343.1784 | 3687.5442 | 4443.464 | 5586.8979 | 3384.7667 | 3598.2481 | 1058.6973 | 2352.7791
-2.4 |  |  | 2159.8604 | 3687.5442 | 3902.7365 | 5585.8689 | 3182.2781 | 3596.3753 | 720.4584 | 2352.7791
-2.4 |  |  | 2083.2355 | 3687.5442 | 3721.0819 | 5585.4314 | 3193.7029 | 3596.1438 | 527.379 | 2352.7791
-2.6 |  |  | 2041.6223 | 3687.5442 | 3628.7233 | 5584.5977 | 3203.8247 | 3596.1048 | 424.8986 | 2352.7791
-2.5 |  |  | 2038.2145 | 3687.5442 | 3650.9915 | 5584.2296 | 3232.2903 | 3595.4242 | 418.7012 | 2352.7791
-2.6 |  |  | 2045.0139 | 3687.5442 | 3994.8543 | 5583.3924 | 3482.5216 | 3594.869 | 512.3326 | 2352.7791
-2.4 |  |  | 2145.5263 | 3687.5442 | 4378.8088 | 5583.1566 | 3779.6415 | 3594.5826 | 599.1672 | 2352.7791
-2.1 |  |  | 2450.6092 | 3687.5442 | 4833.1658 | 5582.6387 | 3794.0921 | 3594.0184 | 1039.0737 | 2352.7791
-1.7 |  |  | 2848.6074 | 3687.5442 | 5725.6143 | 5579.8638 | 3983.1406 | 3593.5615 | 1742.4737 | 2352.7791
-1.8 |  |  | 3110.5949 | 3687.5442 | 6830.4554 | 5579.0953 | 4269.5984 | 3592.9947 | 2560.857 | 2352.7791
-1.6 |  |  | 3092.1207 | 3687.5442 | 6874.3582 | 5578.8882 | 4096.5468 | 3592.0937 | 2777.8114 | 2352.7791
-0.5 |  |  | 3058.3923 | 3687.5442 | 6762.6655 | 5576.6646 | 4004.5417 | 3590.5186 | 2758.1239 | 2352.7791
0.7 |  |  | 3020.0621 | 3687.5442 | 6274.9975 | 5576.1677 | 3838.4817 | 3589.4865 | 2436.5158 | 2352.7791
1.5 |  |  | 3036.3484 | 3687.5442 | 5747.9941 | 5576.0815 | 3552.5382 | 3589.4731 | 2195.4559 | 2352.7791
1.1 |  |  | 3085.0661 | 3687.5442 | 5549.2579 | 5575.7159 | 3535.4824 | 3588.3737 | 2013.7755 | 2352.7791
0.9 |  |  | 3169.5851 | 3687.5442 | 5555.8175 | 5575.63 | 3642.1454 | 3588.3539 | 1913.6721 | 2352.7791
0.2 |  |  | 3248.0281 | 3687.5442 | 5787.6288 | 5575.5757 | 3810.6815 | 3587.4607 | 1976.9473 | 2352.7791
-0.1 |  |  | 3328.3344 | 3687.5442 | 6113.0279 | 5575.4253 | 3830.7591 | 3586.9877 | 2282.2688 | 2352.7791
-1 |  |  | 3468.7702 | 3687.5442 | 6124.1003 | 5574.7133 | 3926.8795 | 3586.7665 | 2197.2207 | 2352.7791
-1.7 |  |  | 3563.6681 | 3687.5442 | 6094.1286 | 5574.7027 | 3964.7748 | 3586.7337 | 2129.3539 | 2352.7791
-1.6 |  |  | 3521.924 | 3687.5442 | 6022.4921 | 5574.5175 | 3831.8868 | 3585.9165 | 2190.6053 | 2352.7791
-1.7 |  |  | 3297.8561 | 3687.5442 | 5511.0576 | 5574.4743 | 3634.4274 | 3585.7969 | 1876.6302 | 2352.7791
-1.8 |  |  | 2964.6324 | 3687.5442 | 4803.6234 | 5573.5753 | 3205.6258 | 3585.6146 | 1597.9976 | 2352.7791
-2 |  |  | 2566.1688 | 3687.5442 | 4526.3967 | 5573.1918 | 3308.1475 | 3585.5809 | 1218.2492 | 2352.7791
-2.4 |  |  | 2185.5818 | 3687.5442 | 3968.1087 | 5573.0244 | 3087.5925 | 3585.4599 | 880.5162 | 2352.7791
-2.6 |  |  | 2060.7678 | 3687.5442 | 3653.3053 | 5572.9831 | 3070.2481 | 3584.6226 | 583.0573 | 2352.7791
-2.6 |  |  | 2041.5737 | 3687.5442 | 3559.1765 | 5572.2863 | 3091.4162 | 3584.1089 | 467.7603 | 2352.7791
-2.7 |  |  | 2038.8368 | 3687.5442 | 3564.0898 | 5570.6683 | 3154.9506 | 3583.7665 | 409.1392 | 2352.7791
-2.3 |  |  | 2062.4648 | 3687.5442 | 3762.8094 | 5569.4936 | 3255.0813 | 3583.5498 | 507.7281 | 2352.7791
-2.6 |  |  | 2169.7514 | 3687.5442 | 4566.7239 | 5569.3448 | 3661.0211 | 3583.4511 | 905.7029 | 2352.7791
-2.5 |  |  | 2599.8422 | 3687.5442 | 6224.1052 | 5568.8641 | 4396.8425 | 3582.7973 | 1827.2627 | 2352.7791
-3.1 |  |  | 3310.3489 | 3687.5442 | 7464.464 | 5568.8527 | 4756.2357 | 3580.7451 | 2708.2283 | 2352.7791
-3.3 |  |  | 3687.5442 | 3687.5442 | 7013.0372 | 5566.3887 | 4819.0297 | 3580.5529 | 2194.0075 | 2352.7791
-3.2 |  |  | 3748.1888 | 3687.5442 | 6470.5315 | 5565.8362 | 4521.1395 | 3579.0176 | 1949.3919 | 2352.7791
-2.8 |  |  | 3687.3062 | 3687.5442 | 6349.9684 | 5565.36 | 4407.8941 | 3578.3255 | 1942.0744 | 2352.7791
-2 |  |  | 3661.3593 | 3687.5442 | 5972.8148 | 5565.3007 | 4231.861 | 3577.4676 | 1740.9539 | 2352.7791
-1.3 |  |  | 3617.0154 | 3687.5442 | 5672.6192 | 5564.6283 | 4017.5685 | 3577.1489 | 1655.0507 | 2352.7791
-0.6 |  |  | 3579.9493 | 3687.5442 | 5496.0727 | 5564.0236 | 3885.8527 | 3576.2556 | 1610.22 | 2352.7791
-0.4 |  |  | 3685.9794 | 3687.5442 | 5536.2276 | 5563.3264 | 3825.8733 | 3576.0667 | 1710.3543 | 2352.7791
-0.3 |  |  | 3789.8597 | 3687.5442 | 5637.5726 | 5562.8762 | 3886.6164 | 3575.7893 | 1750.9562 | 2352.7791
-0.5 |  |  | 3772.3855 | 3687.5442 | 6154.8652 | 5562.6195 | 4060.8753 | 3575.0034 | 2093.9898 | 2352.7791
-0.8 |  |  | 3597.6711 | 3687.5442 | 6619.1554 | 5560.5327 | 4146.1795 | 3572.4662 | 2472.9759 | 2352.7791
-1.7 |  |  | 3603.9699 | 3687.5442 | 6572.53 | 5559.4369 | 4110.271 | 3572.3326 | 2462.259 | 2352.7791
-2.3 |  |  | 3680.7226 | 3687.5442 | 6432.7102 | 5559.1473 | 4055.1912 | 3572.0559 | 2377.519 | 2352.7791
-2.8 |  |  | 3661.1294 | 3687.5442 | 6405.0152 | 5557.6924 | 4052.2361 | 3571.7617 | 2352.7791 | 2352.7791
-3.2 |  |  | 3450.372 | 3687.5442 | 5889.0422 | 5557.5491 | 3953.4059 | 3570.9702 | 1935.6363 | 2352.7791
-3.6 |  |  | 3082.1997 | 3687.5442 | 5464.2242 | 5557.4255 | 3677.9972 | 3570.6665 | 1786.227 | 2352.7791
-3.7 |  |  | 2607.7078 | 3687.5442 | 5171.0009 | 5556.6696 | 3716.0633 | 3569.941 | 1454.9376 | 2352.7791
-4 |  |  | 2185.5818 | 3687.5442 | 4171.3423 | 5556.1269 | 3290.8261 | 3569.767 | 880.5162 | 2352.7791
-4.1 |  |  | 2060.7678 | 3687.5442 | 3865.1199 | 5555.8175 | 3282.0626 | 3568.4731 | 583.0573 | 2352.7791
-4 |  |  | 2041.5737 | 3687.5442 | 3766.5575 | 5555.7356 | 3298.7972 | 3568.0028 | 467.7603 | 2352.7791
-4.4 |  |  | 2038.8368 | 3687.5442 | 3800.2796 | 5555.2728 | 3391.1405 | 3567.6667 | 409.1392 | 2352.7791
-5.3 |  |  | 2062.4648 | 3687.5442 | 4113.7149 | 5555.2578 | 3605.9868 | 3567.1008 | 507.7281 | 2352.7791
-5.7 |  |  | 2169.7514 | 3687.5442 | 5027.2694 | 5555.2036 | 4121.5666 | 3566.9404 | 905.7029 | 2352.7791
-6 |  |  | 2599.8422 | 3687.5442 | 6763.4531 | 5554.2625 | 4936.1905 | 3566.5468 | 1827.2627 | 2352.7791
-6 |  |  | 3310.3489 | 3687.5442 | 7967.478 | 5553.4479 | 5259.2496 | 3565.7673 | 2708.2283 | 2352.7791
-5.5 |  |  | 3687.5442 | 3687.5442 | 7455.5779 | 5553.2207 | 5261.5705 | 3565.6979 | 2194.0075 | 2352.7791
-4.7 |  |  | 3748.1888 | 3687.5442 | 6830.9287 | 5552.7366 | 4881.5368 | 3563.3829 | 1949.3919 | 2352.7791
-3.6 |  |  | 3687.3062 | 3687.5442 | 6607.198 | 5552.651 | 4665.1237 | 3562.8141 | 1942.0744 | 2352.7791
-2.7 |  |  | 3661.3593 | 3687.5442 | 6199.2944 | 5552.0924 | 4458.3406 | 3562.6473 | 1740.9539 | 2352.7791
-1.9 |  |  | 3617.0154 | 3687.5442 | 5868.8989 | 5551.7527 | 4213.8481 | 3562.3477 | 1655.0507 | 2352.7791
-1.1 |  |  | 3579.9493 | 3687.5442 | 5668.7055 | 5551.4606 | 4058.4854 | 3562.0036 | 1610.22 | 2352.7791
-0.9 |  |  | 3685.9794 | 3687.5442 | 5688.9381 | 5551.2839 | 3978.5838 | 3561.5335 | 1710.3543 | 2352.7791
-1.1 |  |  | 3789.8597 | 3687.5442 | 5831.2854 | 5550.7263 | 4080.3292 | 3561.2143 | 1750.9562 | 2352.7791
-1.2 |  |  | 3772.3855 | 3687.5442 | 6344.0521 | 5550.4881 | 4250.0623 | 3561.1809 | 2093.9898 | 2352.7791
-2 |  |  | 3597.6711 | 3687.5442 | 6878.0666 | 5549.2579 | 4405.0907 | 3560.8429 | 2472.9759 | 2352.7791
-2.6 |  |  | 3603.9699 | 3687.5442 | 6794.5151 | 5548.5932 | 4332.2561 | 3560.8199 | 2462.259 | 2352.7791
-3.2 |  |  | 3680.7226 | 3687.5442 | 6642.2712 | 5548.4197 | 4264.7522 | 3560.4391 | 2377.519 | 2352.7791
-3.9 |  |  | 3661.1294 | 3687.5442 | 6619.8638 | 5548.3907 | 4267.0847 | 3559.7644 | 2352.7791 | 2352.7791
-4.4 |  |  | 3450.372 | 3687.5442 | 6103.4079 | 5548.0404 | 4167.7716 | 3559.7046 | 1935.6363 | 2352.7791
-4.6 |  |  | 3082.1997 | 3687.5442 | 5652.998 | 5547.0663 | 3866.771 | 3559.6858 | 1786.227 | 2352.7791
-4.6 |  |  | 2607.7078 | 3687.5442 | 5366.337 | 5546.9972 | 3911.3994 | 3559.249 | 1454.9376 | 2352.7791
-5.2 |  |  | 2185.5818 | 3687.5442 | 4382.4186 | 5546.6492 | 3501.9024 | 3559.0707 | 880.5162 | 2352.7791
-5.6 |  |  | 2060.7678 | 3687.5442 | 4108.7392 | 5546.5614 | 3525.6819 | 3558.6247 | 583.0573 | 2352.7791
-5.3 |  |  | 2041.5737 | 3687.5442 | 3998.3131 | 5546.4342 | 3530.5527 | 3558.2781 | 467.7603 | 2352.7791
-6 |  |  | 2038.8368 | 3687.5442 | 4053.3468 | 5544.574 | 3644.2076 | 3557.9007 | 409.1392 | 2352.7791
-6.8 |  |  | 2062.4648 | 3687.5442 | 4361.7834 | 5543.1234 | 3854.0553 | 3557.1306 | 507.7281 | 2352.7791
-6.8 |  |  | 2169.7514 | 3687.5442 | 5276.5563 | 5541.7211 | 4370.8534 | 3556.6297 | 905.7029 | 2352.7791
-6.6 |  |  | 2599.8422 | 3687.5442 | 6941.6611 | 5541.2594 | 5114.3984 | 3556.4942 | 1827.2627 | 2352.7791
-7.3 |  |  | 3310.3489 | 3687.5442 | 8233.0583 | 5541.0659 | 5524.8299 | 3556.1812 | 2708.2283 | 2352.7791
-7.1 |  |  | 3687.5442 | 3687.5442 | 7751.3839 | 5540.8334 | 5557.3764 | 3555.3229 | 2194.0075 | 2352.7791
-6.7 |  |  | 3748.1888 | 3687.5442 | 7181.6664 | 5540.2926 | 5232.2745 | 3555.229 | 1949.3919 | 2352.7791
-3.5 |  |  | 3687.3062 | 3687.5442 | 6689.6616 | 5539.5794 | 4747.5872 | 3554.6823 | 1942.0744 | 2352.7791
-2.7 |  |  | 3661.3593 | 3687.5442 | 6281.0607 | 5538.2372 | 4540.1068 | 3553.3988 | 1740.9539 | 2352.7791
-2.1 |  |  | 3617.0154 | 3687.5442 | 5967.0854 | 5536.9098 | 4312.0347 | 3553.0727 | 1655.0507 | 2352.7791
-1.3 |  |  | 3579.9493 | 3687.5442 | 5762.3626 | 5536.2276 | 4152.1426 | 3552.8819 | 1610.22 | 2352.7791
-1.4 |  |  | 3685.9794 | 3687.5442 | 5814.5525 | 5534.0145 | 4104.1982 | 3552.7278 | 1710.3543 | 2352.7791
-0.8 |  |  | 3789.8597 | 3687.5442 | 5829.8574 | 5532.861 | 4078.9012 | 3552.5382 | 1750.9562 | 2352.7791
-1.4 |  |  | 3772.3855 | 3687.5442 | 6427.7769 | 5530.6738 | 4333.787 | 3552.278 | 2093.9898 | 2352.7791
-2.1 |  |  | 3597.6711 | 3687.5442 | 6949.2111 | 5530.5137 | 4476.2352 | 3552.0119 | 2472.9759 | 2352.7791
-4 |  |  | 3603.9699 | 3687.5442 | 7018.6638 | 5530.384 | 4556.4048 | 3551.2974 | 2462.259 | 2352.7791
-6 |  |  | 3680.7226 | 3687.5442 | 7011.271 | 5529.7353 | 4633.752 | 3551.2757 | 2377.519 | 2352.7791
-6.3 |  |  | 3661.1294 | 3687.5442 | 6909.5445 | 5529.0307 | 4556.7654 | 3550.6353 | 2352.7791 | 2352.7791
-6.8 |  |  | 3450.372 | 3687.5442 | 6372.1511 | 5528.679 | 4436.5148 | 3550.0112 | 1935.6363 | 2352.7791
-7.1 |  |  | 3082.1997 | 3687.5442 | 5934.6421 | 5528.1405 | 4148.4151 | 3549.7206 | 1786.227 | 2352.7791
-6.3 |  |  | 2607.7078 | 3687.5442 | 5607.7478 | 5527.689 | 4152.8102 | 3549.6704 | 1454.9376 | 2352.7791
-6.7 |  |  | 2185.5818 | 3687.5442 | 4592.3428 | 5526.968 | 3711.8266 | 3549.047 | 880.5162 | 2352.7791
-5.5 |  |  | 2060.7678 | 3687.5442 | 4205.0056 | 5525.1962 | 3621.9483 | 3548.8444 | 583.0573 | 2352.7791
-4.8 |  |  | 2041.5737 | 3687.5442 | 4077.9494 | 5523.7954 | 3610.189 | 3548.2497 | 467.7603 | 2352.7791
-5 |  |  | 2038.8368 | 3687.3062 | 4090.436 | 5521.5545 | 3681.2969 | 3547.5906 | 409.1392 | 2352.7791
-5.1 |  |  | 2062.4648 | 3687.3062 | 4327.2197 | 5521.0962 | 3819.4916 | 3546.7857 | 507.7281 | 2352.7791
-5.2 |  |  | 2169.7514 | 3687.3062 | 5203.6155 | 5520.9291 | 4297.9126 | 3546.5788 | 905.7029 | 2352.7791
-6.2 |  |  | 2599.8422 | 3687.3062 | 6960.8463 | 5520.6177 | 5133.5837 | 3545.9991 | 1827.2627 | 2352.7791
-6.3 |  |  | 3310.3489 | 3687.3062 | 8199.6257 | 5519.4221 | 5491.3973 | 3545.9641 | 2708.2283 | 2352.7791
-7.9 |  |  | 3687.5442 | 3687.3062 | 7896.4562 | 5519.4074 | 5702.4488 | 3545.7696 | 2194.0075 | 2352.7791
-7.6 |  |  | 3748.1888 | 3687.3062 | 7336.916 | 5518.8758 | 5387.5241 | 3544.598 | 1949.3919 | 2352.7791
-3.7 |  |  | 3687.3062 | 3687.3062 | 6758.2212 | 5518.3293 | 4816.1469 | 3544.568 | 1942.0744 | 2352.7791
-3.1 |  |  | 3661.3593 | 3687.3062 | 6372.7469 | 5516.2298 | 4631.793 | 3542.3914 | 1740.9539 | 2352.7791
-1.1 |  |  | 3617.0154 | 3687.3062 | 5865.317 | 5516.1483 | 4210.2663 | 3542.1242 | 1655.0507 | 2352.7791
-0.3 |  |  | 3579.9493 | 3687.3062 | 5653.9394 | 5515.029 | 4043.7194 | 3542.0264 | 1610.22 | 2352.7791
0.1 |  |  | 3685.9794 | 3687.3062 | 5605.5298 | 5514.2143 | 3895.1755 | 3541.7527 | 1710.3543 | 2352.7791
0.6 |  |  | 3789.8597 | 3687.3062 | 5627.4381 | 5513.9874 | 3876.4819 | 3541.1724 | 1750.9562 | 2352.7791
0.2 |  |  | 3772.3855 | 3687.3062 | 6213.2207 | 5513.1039 | 4119.2309 | 3540.367 | 2093.9898 | 2352.7791
-0.3 |  |  | 3597.6711 | 3687.3062 | 6719.096 | 5512.7218 | 4246.1201 | 3539.7924 | 2472.9759 | 2352.7791
-2.3 |  |  | 3603.9699 | 3687.3062 | 6832.7181 | 5511.2554 | 4370.4591 | 3539.2111 | 2462.259 | 2352.7791
-3.4 |  |  | 3680.7226 | 3687.3062 | 6716.4538 | 5511.0576 | 4338.9348 | 3538.464 | 2377.519 | 2352.7791
-4.4 |  |  | 3661.1294 | 3687.3062 | 6708.9591 | 5510.9784 | 4356.18 | 3538.2439 | 2352.7791 | 2352.7791
-3.9 |  |  | 3450.372 | 3687.3062 | 6099.3351 | 5510.6534 | 4163.6988 | 3537.4895 | 1935.6363 | 2352.7791
-3.9 |  |  | 3082.1997 | 3687.3062 | 5615.0595 | 5510.6062 | 3828.8326 | 3537.3291 | 1786.227 | 2352.7791
-5.5 |  |  | 2607.7078 | 3687.3062 | 5456.5852 | 5509.9681 | 4001.6476 | 3537.1228 | 1454.9376 | 2352.7791
-5.2 |  |  | 2185.5818 | 3687.3062 | 4386.5809 | 5509.618 | 3506.0647 | 3536.9666 | 880.5162 | 2352.7791
-5.4 |  |  | 2060.7678 | 3687.3062 | 4091.9888 | 5509.2369 | 3508.9316 | 3535.4824 | 583.0573 | 2352.7791
-5.6 |  |  | 2041.5737 | 3687.3062 | 4012.3583 | 5509.0777 | 3544.598 | 3535.2418 | 467.7603 | 2352.7791
-5.9 |  |  | 2038.8368 | 3687.3062 | 4039.3465 | 5508.2547 | 3630.2073 | 3534.99 | 409.1392 | 2352.7791
-2.9 |  |  | 2062.4648 | 3687.3062 | 4065.6288 | 5507.922 | 3557.9007 | 3534.2514 | 507.7281 | 2352.7791
-2.9 |  |  | 2169.7514 | 3687.3062 | 4866.3675 | 5506.4576 | 3960.6647 | 3532.886 | 905.7029 | 2352.7791
-2.7 |  |  | 2599.8422 | 3687.3062 | 6463.8505 | 5506.02 | 4636.5879 | 3532.2897 | 1827.2627 | 2352.7791
-4.8 |  |  | 3310.3489 | 3687.3062 | 7898.6476 | 5505.5774 | 5190.4192 | 3532.2828 | 2708.2283 | 2352.7791
-2.5 |  |  | 3687.5442 | 3687.3062 | 7179.3354 | 5504.1094 | 4985.3279 | 3531.9672 | 2194.0075 | 2352.7791
-2.6 |  |  | 3748.1888 | 3687.3062 | 6564.0401 | 5502.1953 | 4614.6482 | 3531.0453 | 1949.3919 | 2352.7791
-0.7 |  |  | 3687.3062 | 3687.3062 | 6209.9435 | 5501.982 | 4267.8691 | 3530.8089 | 1942.0744 | 2352.7791
0.3 |  |  | 3661.3593 | 3687.3062 | 5767.8947 | 5501.7267 | 4026.9408 | 3530.5527 | 1740.9539 | 2352.7791
1.5 |  |  | 3617.0154 | 3687.3062 | 5368.7421 | 5499.2631 | 3713.6913 | 3529.8764 | 1655.0507 | 2352.7791
2 |  |  | 3579.9493 | 3687.3062 | 5198.5937 | 5499.0192 | 3588.3737 | 3528.9993 | 1610.22 | 2352.7791
2 |  |  | 3685.9794 | 3687.3062 | 5209.6142 | 5498.6491 | 3499.2599 | 3528.847 | 1710.3543 | 2352.7791
2 |  |  | 3789.8597 | 3687.3062 | 5310.0269 | 5498.3301 | 3559.0707 | 3528.5767 | 1750.9562 | 2352.7791
2.2 |  |  | 3772.3855 | 3687.3062 | 5799.3404 | 5496.0727 | 3705.3506 | 3527.9256 | 2093.9898 | 2352.7791
1.7 |  |  | 3597.6711 | 3687.3062 | 6310.2049 | 5495.4978 | 3837.229 | 3527.8128 | 2472.9759 | 2352.7791
-0.6 |  |  | 3603.9699 | 3687.3062 | 6470.1301 | 5495.4296 | 4007.8711 | 3526.1989 | 2462.259 | 2352.7791
-1 |  |  | 3680.7226 | 3687.3062 | 6300.2822 | 5495.346 | 3922.7633 | 3525.9563 | 2377.519 | 2352.7791
-0.6 |  |  | 3661.1294 | 3687.3062 | 6201.4503 | 5494.4863 | 3848.6712 | 3525.9445 | 2352.7791 | 2352.7791
-0.1 |  |  | 3450.372 | 3687.3062 | 5625.7478 | 5493.3064 | 3690.1115 | 3525.7961 | 1935.6363 | 2352.7791
0.1 |  |  | 3082.1997 | 3687.3062 | 5127.1873 | 5492.3263 | 3340.9603 | 3525.6819 | 1786.227 | 2352.7791
0.1 |  |  | 2607.7078 | 3687.3062 | 4770.4029 | 5492.1335 | 3315.4653 | 3525.0601 | 1454.9376 | 2352.7791
0.7 |  |  | 2346.6555 | 3687.3062 | 4129.7169 | 5491.9317 | 3071.0196 | 3524.4851 | 1058.6973 | 2352.7791
0.6 |  |  | 2161.8075 | 3687.3062 | 3555.4391 | 5491.9042 | 2834.9807 | 3524.2616 | 720.4584 | 2352.7791
0.5 |  |  | 2085.4126 | 3687.3062 | 3384.1128 | 5491.7955 | 2856.7338 | 3524.0247 | 527.379 | 2352.7791
0 |  |  | 2042.7717 | 3687.3062 | 3300.1522 | 5491.7833 | 2875.2536 | 3523.8885 | 424.8986 | 2352.7791
-0.2 |  |  | 2040.2062 | 3687.3062 | 3341.5674 | 5489.9383 | 2922.8662 | 3523.4939 | 418.7012 | 2352.7791
-0.1 |  |  | 2048.0696 | 3687.3062 | 3608.13 | 5489.4986 | 3095.7974 | 3522.2913 | 512.3326 | 2352.7791
0.3 |  |  | 2151.985 | 3687.3062 | 4050.3787 | 5488.8457 | 3451.2115 | 3522.107 | 599.1672 | 2352.7791
0.4 |  |  | 2461.9337 | 3687.3062 | 4498.8181 | 5487.9065 | 3459.7445 | 3522.0179 | 1039.0737 | 2352.7791
0.5 |  |  | 2877.2007 | 3687.3062 | 5411.6172 | 5487.89 | 3669.1435 | 3521.9781 | 1742.4737 | 2352.7791
0.6 |  |  | 3165.0601 | 3687.3062 | 6444.9875 | 5487.6972 | 3884.1305 | 3521.6117 | 2560.857 | 2352.7791
1.2 |  |  | 3164.7435 | 3687.3062 | 6500.933 | 5486.8092 | 3723.1216 | 3521.3548 | 2777.8114 | 2352.7791
1.8 |  |  | 3133.1785 | 3687.3062 | 6414.994 | 5486.5883 | 3656.8702 | 3520.5118 | 2758.1239 | 2352.7791
4.1 |  |  | 3095.6351 | 3687.3062 | 5780.4103 | 5484.6716 | 3343.8945 | 3520.1227 | 2436.5158 | 2352.7791
4.9 |  |  | 3111.3285 | 3687.3062 | 5216.4236 | 5484.5455 | 3020.9677 | 3520.0417 | 2195.4559 | 2352.7791
3.7 |  |  | 3153.287 | 3687.3062 | 5170.5062 | 5484.4645 | 3156.7308 | 3519.1789 | 2013.7755 | 2352.7791
3.4 |  |  | 3229.4675 | 3687.3062 | 5148.635 | 5484.4034 | 3234.9628 | 3519.1675 | 1913.6721 | 2352.7791
4.6 |  |  | 3301.297 | 3687.3062 | 5091.4596 | 5480.2009 | 3114.5123 | 3519.0474 | 1976.9473 | 2352.7791
4.2 |  |  | 3376.833 | 3687.3062 | 5487.89 | 5479.37 | 3205.6212 | 3517.4677 | 2282.2688 | 2352.7791
2.1 |  |  | 3505.6927 | 3687.3062 | 5630.5791 | 5478.7255 | 3433.3583 | 3517.1909 | 2197.2207 | 2352.7791
1.6 |  |  | 3588.0767 | 3687.3062 | 5562.6195 | 5477.3663 | 3433.2656 | 3516.2058 | 2129.3539 | 2352.7791
1.5 |  |  | 3537.0971 | 3687.3062 | 5491.7955 | 5476.6504 | 3301.1901 | 3516.0838 | 2190.6053 | 2352.7791
1.5 |  |  | 3307.1462 | 3687.3062 | 5034.747 | 5476.0149 | 3158.1168 | 3515.6937 | 1876.6302 | 2352.7791
-1.3 |  |  | 2971.0933 | 3687.3062 | 4557.7468 | 5475.5757 | 2959.7492 | 3513.5223 | 1597.9976 | 2352.7791
-0.5 |  |  | 2570.7922 | 3687.3062 | 4180.685 | 5474.2025 | 2962.4358 | 3512.8282 | 1218.2492 | 2352.7791
-1.7 |  |  | 2343.1784 | 3687.3062 | 4073.5291 | 5473.8939 | 3014.8318 | 3512.6758 | 1058.6973 | 2352.7791
-1.5 |  |  | 2159.8604 | 3687.3062 | 3565.6177 | 5473.5011 | 2845.1593 | 3512.3012 | 720.4584 | 2352.7791
-1 |  |  | 2083.2355 | 3687.3062 | 3296.4075 | 5473.4001 | 2769.0285 | 3511.8646 | 527.379 | 2352.7791
-0.7 |  |  | 2041.6223 | 3687.3062 | 3176.6183 | 5472.1015 | 2751.7197 | 3510.9785 | 424.8986 | 2352.7791
-2.8 |  |  | 2038.2145 | 3687.3062 | 3372.5458 | 5470.017 | 2953.8446 | 3510.9367 | 418.7012 | 2352.7791
-3.1 |  |  | 2045.0139 | 3687.3062 | 3741.2545 | 5469.2649 | 3228.9219 | 3510.6713 | 512.3326 | 2352.7791
-3.5 |  |  | 2145.5263 | 3687.3062 | 4199.7211 | 5469.2039 | 3600.5539 | 3510.0457 | 599.1672 | 2352.7791
-4.2 |  |  | 2450.6092 | 3687.3062 | 4710.8178 | 5468.8541 | 3671.7441 | 3509.8696 | 1039.0737 | 2352.7791
-4.3 |  |  | 2848.6074 | 3687.3062 | 5703.0523 | 5468.6404 | 3960.5786 | 3508.9316 | 1742.4737 | 2352.7791
-2.8 |  |  | 3110.5949 | 3687.3062 | 6822.7096 | 5468.4423 | 4261.8526 | 3507.8831 | 2560.857 | 2352.7791
0.4 |  |  | 3092.1207 | 3687.3062 | 6563.2668 | 5468.229 | 3785.4554 | 3506.6244 | 2777.8114 | 2352.7791
2 |  |  | 3058.3923 | 3687.3062 | 6395.4794 | 5467.3904 | 3637.3555 | 3506.242 | 2758.1239 | 2352.7791
2.7 |  |  | 3020.0621 | 3687.3062 | 5947.4525 | 5467.0263 | 3510.9367 | 3506.232 | 2436.5158 | 2352.7791
3.9 |  |  | 3036.3484 | 3687.3062 | 5359.7499 | 5466.7788 | 3164.2941 | 3506.1948 | 2195.4559 | 2352.7791
3.6 |  |  | 3085.0661 | 3687.3062 | 5205.3114 | 5466.4837 | 3191.536 | 3506.0647 | 2013.7755 | 2352.7791
4.4 |  |  | 3169.5851 | 3687.3062 | 5001.9253 | 5465.9629 | 3088.2531 | 3505.2397 | 1913.6721 | 2352.7791
3.2 |  |  | 3248.0281 | 3687.3062 | 5304.6234 | 5464.9818 | 3327.6761 | 3504.6244 | 1976.9473 | 2352.7791
2.3 |  |  | 3328.3344 | 3687.3062 | 5757.274 | 5464.2242 | 3475.0052 | 3504.3509 | 2282.2688 | 2352.7791
0.6 |  |  | 3468.7702 | 3687.3062 | 5870.0215 | 5463.7925 | 3672.8007 | 3503.8653 | 2197.2207 | 2352.7791
1.1 |  |  | 3563.6681 | 3687.3062 | 5691.3574 | 5463.2762 | 3562.0036 | 3503.7682 | 2129.3539 | 2352.7791
0.9 |  |  | 3521.924 | 3687.3062 | 5662.0737 | 5462.0357 | 3471.4683 | 3503.1072 | 2190.6053 | 2352.7791
1.2 |  |  | 3297.8561 | 3687.3062 | 5141.8476 | 5461.6931 | 3265.2174 | 3502.4543 | 1876.6302 | 2352.7791
1.1 |  |  | 2964.6324 | 3687.3062 | 4488.971 | 5461.4324 | 2890.9734 | 3502.4234 | 1597.9976 | 2352.7791
1.6 |  |  | 2566.1688 | 3687.3062 | 4124.3886 | 5460.6099 | 2906.1394 | 3502.1621 | 1218.2492 | 2352.7791
1.3 |  |  | 2185.5818 | 3687.3062 | 3572.0124 | 5460.2119 | 2691.4962 | 3501.9024 | 880.5162 | 2352.7791
2.4 |  |  | 2060.7678 | 3687.3062 | 3122.641 | 5459.2816 | 2539.5837 | 3501.4551 | 583.0573 | 2352.7791
1.6 |  |  | 2041.5737 | 3687.3062 | 3102.8341 | 5459.1057 | 2635.0737 | 3501.3286 | 467.7603 | 2352.7791
2.4 |  |  | 2038.8368 | 3687.3062 | 3030.3427 | 5458.6787 | 2621.2035 | 3500.7233 | 409.1392 | 2352.7791
1.2 |  |  | 2062.4648 | 3687.3062 | 3291.6776 | 5457.7146 | 2783.9495 | 3500.114 | 507.7281 | 2352.7791
1.1 |  |  | 2169.7514 | 3687.3062 | 3951.9105 | 5456.709 | 3046.2076 | 3499.4352 | 905.7029 | 2352.7791
1.6 |  |  | 2599.8422 | 3687.3062 | 5528.1405 | 5456.5852 | 3700.8779 | 3499.369 | 1827.2627 | 2352.7791
1.6 |  |  | 3310.3489 | 3687.3062 | 6638.6633 | 5456.3297 | 3930.4349 | 3499.2599 | 2708.2283 | 2352.7791
2.4 |  |  | 3687.5442 | 3687.3062 | 6037.1419 | 5455.634 | 3843.1344 | 3498.1224 | 2194.0075 | 2352.7791
2.5 |  |  | 3748.1888 | 3687.3062 | 5429.0498 | 5455.5868 | 3479.6579 | 3497.6411 | 1949.3919 | 2352.7791
3.8 |  |  | 3687.3062 | 3687.3062 | 5181.4864 | 5453.1601 | 3239.412 | 3497.6121 | 1942.0744 | 2352.7791
4.8 |  |  | 3661.3593 | 3687.3062 | 4777.8215 | 5452.3391 | 3036.8676 | 3497.563 | 1740.9539 | 2352.7791
5.2 |  |  | 3617.0154 | 3687.3062 | 4515.1609 | 5451.5515 | 2860.1102 | 3496.8254 | 1655.0507 | 2352.7791
5.4 |  |  | 3579.9493 | 3687.3062 | 4402.3164 | 5451.132 | 2792.0964 | 3496.7475 | 1610.22 | 2352.7791
5.1 |  |  | 3685.9794 | 3687.3062 | 4489.2361 | 5450.7958 | 2778.8817 | 3496.6826 | 1710.3543 | 2352.7791
6.9 |  |  | 3789.8597 | 3687.3062 | 4320.031 | 5449.9119 | 2569.0749 | 3496.5384 | 1750.9562 | 2352.7791
5.2 |  |  | 3772.3855 | 3687.3062 | 5072.4855 | 5449.2212 | 2978.4957 | 3494.8709 | 2093.9898 | 2352.7791
5 |  |  | 3597.6711 | 3687.3062 | 5539.5794 | 5447.9283 | 3066.6035 | 3494.0938 | 2472.9759 | 2352.7791
3.9 |  |  | 3603.9699 | 3687.3062 | 5565.36 | 5447.6739 | 3103.101 | 3493.2216 | 2462.259 | 2352.7791
3.9 |  |  | 3680.7226 | 3687.3062 | 5399.6251 | 5446.5581 | 3022.1061 | 3493.2125 | 2377.519 | 2352.7791
2.5 |  |  | 3661.1294 | 3687.3062 | 5540.2926 | 5445.5059 | 3187.5135 | 3492.908 | 2352.7791 | 2289.7173
2.1 |  |  | 3450.372 | 3687.3062 | 5059.0194 | 5443.5295 | 3123.3831 | 3492.1162 | 1935.6363 | 2289.7173
3 |  |  | 3082.1997 | 3687.3062 | 4541.4339 | 5443.4307 | 2755.2069 | 3491.0888 | 1786.227 | 2289.7173
1.6 |  |  | 2607.7078 | 3687.3062 | 4268.1982 | 5442.3614 | 2813.2606 | 3491.0808 | 1454.9376 | 2289.7173
3.2 |  |  | 2185.5818 | 3686.4784 | 3167.8685 | 5441.3275 | 2287.3523 | 3490.4645 | 880.5162 | 2289.7173
1.9 |  |  | 2060.7678 | 3685.9794 | 2894.1765 | 5440.6154 | 2311.1193 | 3490.0578 | 583.0573 | 2289.7173
1.4 |  |  | 2041.5737 | 3685.9794 | 2824.031 | 5439.6285 | 2356.2707 | 3488.3126 | 467.7603 | 2289.7173
1.9 |  |  | 2038.8368 | 3685.9794 | 2783.8478 | 5439.3665 | 2374.7087 | 3487.1436 | 409.1392 | 2289.7173
2.4 |  |  | 2062.4648 | 3685.9794 | 2947.0083 | 5439.1322 | 2439.2802 | 3487.0324 | 507.7281 | 2289.7173
3.4 |  |  | 2169.7514 | 3685.9794 | 3461.8081 | 5438.4146 | 2556.1052 | 3486.3866 | 905.7029 | 2289.7173
2.6 |  |  | 2599.8422 | 3685.9794 | 5201.7853 | 5437.8838 | 3374.5226 | 3485.4329 | 1827.2627 | 2289.7173
2.9 |  |  | 3310.3489 | 3685.9794 | 6255.819 | 5437.4527 | 3547.5906 | 3484.8409 | 2708.2283 | 2289.7173
2.6 |  |  | 3687.5442 | 3685.9794 | 5783.4806 | 5437.2762 | 3589.4731 | 3484.7001 | 2194.0075 | 2289.7173
2.2 |  |  | 3748.1888 | 3685.9794 | 5303.7017 | 5437.225 | 3354.3098 | 3483.1872 | 1949.3919 | 2289.7173
2.9 |  |  | 3687.3062 | 3685.9794 | 5173.406 | 5437.0269 | 3231.3316 | 3483.0302 | 1942.0744 | 2289.7173
3.3 |  |  | 3661.3593 | 3685.9794 | 4879.7671 | 5436.9453 | 3138.8132 | 3482.994 | 1740.9539 | 2289.7173
4.2 |  |  | 3617.0154 | 3685.9794 | 4576.4611 | 5435.2869 | 2921.4104 | 3482.9615 | 1655.0507 | 2289.7173
4.1 |  |  | 3579.9493 | 3685.9794 | 4517.5703 | 5435.0606 | 2907.3503 | 3482.7974 | 1610.22 | 2289.7173
4 |  |  | 3685.9794 | 3685.9794 | 4614.0685 | 5434.5088 | 2903.7142 | 3482.5216 | 1710.3543 | 2289.7173
4.1 |  |  | 3789.8597 | 3685.9794 | 4723.2556 | 5433.9899 | 2972.2994 | 3482.512 | 1750.9562 | 2289.7173
4.1 |  |  | 3772.3855 | 3685.9794 | 5202.1437 | 5432.5496 | 3108.1539 | 3481.7885 | 2093.9898 | 2289.7173
3.8 |  |  | 3597.6711 | 3685.9794 | 5680.5443 | 5432.4808 | 3207.5684 | 3481.5706 | 2472.9759 | 2282.2688
3.3 |  |  | 3603.9699 | 3685.9794 | 5622.8267 | 5431.9994 | 3160.5677 | 3481.2206 | 2462.259 | 2282.2688
2.9 |  |  | 3680.7226 | 3685.9794 | 5510.9784 | 5431.738 | 3133.4594 | 3480.6462 | 2377.519 | 2282.2688
4.2 |  |  | 3661.1294 | 3685.9794 | 5396.613 | 5431.5431 | 3043.8339 | 3479.6579 | 2352.7791 | 2282.2688
4.5 |  |  | 3450.372 | 3685.9794 | 4878.5814 | 5430.8158 | 2942.9451 | 3477.003 | 1935.6363 | 2282.2688
4.3 |  |  | 3082.1997 | 3685.9794 | 4441.1009 | 5430.6084 | 2654.8739 | 3476.2858 | 1786.227 | 2282.2688
3.6 |  |  | 2607.7078 | 3685.9794 | 4092.3439 | 5430.2688 | 2637.4063 | 3475.502 | 1454.9376 | 2282.2688
4 |  |  | 2185.5818 | 3685.9794 | 3111.6589 | 5430.1426 | 2231.1427 | 3475.3789 | 880.5162 | 2282.2688
4.1 |  |  | 2060.7678 | 3685.9794 | 2720.1316 | 5430.0667 | 2137.0743 | 3475.0052 | 583.0573 | 2282.2688
4.1 |  |  | 2041.5737 | 3685.9794 | 2631.1241 | 5429.0498 | 2163.3637 | 3474.5785 | 467.7603 | 2282.2688
4.6 |  |  | 2038.8368 | 3685.9794 | 2573.3951 | 5428.6681 | 2164.2559 | 3474.4628 | 409.1392 | 2282.2688
5 |  |  | 2062.4648 | 3685.9794 | 2719.1851 | 5427.3093 | 2211.457 | 3474.1005 | 507.7281 | 2282.2688
3.6 |  |  | 2169.7514 | 3685.9794 | 3402.8072 | 5426.7171 | 2497.1044 | 3473.1971 | 905.7029 | 2282.2688
5.8 |  |  | 2599.8422 | 3685.9794 | 4810.0869 | 5426.4178 | 2982.8243 | 3472.4373 | 1827.2627 | 2282.2688
6.6 |  |  | 3310.3489 | 3685.9794 | 5815.2427 | 5425.8977 | 3107.0143 | 3471.9777 | 2708.2283 | 2282.2688
7.2 |  |  | 3687.5442 | 3685.9794 | 5242.003 | 5425.6777 | 3047.9955 | 3471.4683 | 2194.0075 | 2282.2688
7.6 |  |  | 3748.1888 | 3685.9794 | 4562.6257 | 5424.7443 | 2613.2337 | 3471.1043 | 1949.3919 | 2282.2688
7.1 |  |  | 3687.3062 | 3685.9794 | 4534.2348 | 5424.2601 | 2592.1604 | 3470.9288 | 1942.0744 | 2282.2688
5.1 |  |  | 3661.3593 | 3685.9794 | 4538.3399 | 5423.7912 | 2797.386 | 3470.6696 | 1740.9539 | 2282.2688
6 |  |  | 3617.0154 | 3685.9794 | 4232.2571 | 5423.6778 | 2577.2064 | 3469.9299 | 1655.0507 | 2282.2688
4 |  |  | 3579.9493 | 3685.9794 | 4429.3067 | 5423.6475 | 2819.0867 | 3469.8687 | 1610.22 | 2282.2688
3.8 |  |  | 3685.9794 | 3685.9794 | 4564.7145 | 5422.4121 | 2854.3602 | 3469.473 | 1710.3543 | 2282.2688
5.6 |  |  | 3789.8597 | 3685.9794 | 4411.2861 | 5421.2967 | 2660.33 | 3468.9506 | 1750.9562 | 2282.2688
5.4 |  |  | 3772.3855 | 3685.9794 | 4908.303 | 5421.1637 | 2814.3132 | 3467.8576 | 2093.9898 | 2282.2688
4.8 |  |  | 3597.6711 | 3685.9794 | 5421.0854 | 5421.0854 | 2948.1095 | 3466.6618 | 2472.9759 | 2282.2688
4.3 |  |  | 3603.9699 | 3685.9794 | 5352.1452 | 5421.0692 | 2889.8862 | 3466.2346 | 2462.259 | 2282.2688
3.6 |  |  | 3680.7226 | 3685.9794 | 5283.8238 | 5420.959 | 2906.3048 | 3465.9752 | 2377.519 | 2282.2688
3.2 |  |  | 3661.1294 | 3685.9794 | 5333.9021 | 5420.7948 | 2981.123 | 3465.8435 | 2352.7791 | 2282.2688
4 |  |  | 3450.372 | 3685.9794 | 4767.6843 | 5420.0344 | 2832.048 | 3465.7063 | 1935.6363 | 2282.2688
2.8 |  |  | 3082.1997 | 3685.9794 | 4433.4877 | 5419.7873 | 2647.2607 | 3465.2268 | 1786.227 | 2282.2688
1.8 |  |  | 2607.7078 | 3685.9794 | 4121.0849 | 5419.3564 | 2666.1473 | 3465.2158 | 1454.9376 | 2282.2688
2.9 |  |  | 2185.5818 | 3685.9794 | 3057.7389 | 5419.3084 | 2177.2227 | 3464.9711 | 880.5162 | 2282.2688
3.8 |  |  | 2060.7678 | 3685.9794 | 2617.0565 | 5419.0784 | 2033.9993 | 3464.0702 | 583.0573 | 2282.2688
3 |  |  | 2041.5737 | 3685.9794 | 2572.8383 | 5419.0475 | 2105.078 | 3463.1583 | 467.7603 | 2282.2688
3.4 |  |  | 2038.8368 | 3685.9794 | 2538.8779 | 5418.915 | 2129.7387 | 3462.6677 | 409.1392 | 2282.2688
2.9 |  |  | 2062.4648 | 3685.9794 | 2778.5206 | 5418.9118 | 2270.7925 | 3462.5798 | 507.7281 | 2282.2688
4 |  |  | 2169.7514 | 3685.9794 | 3269.8103 | 5418.6074 | 2364.1074 | 3462.1547 | 905.7029 | 2282.2688
3.4 |  |  | 2599.8422 | 3685.9794 | 5012.6167 | 5417.8819 | 3185.354 | 3461.5606 | 1827.2627 | 2282.2688
3.2 |  |  | 3310.3489 | 3685.9794 | 6120.953 | 5417.403 | 3412.7247 | 3461.5003 | 2708.2283 | 2282.2688
3.1 |  |  | 3687.5442 | 3685.9794 | 5646.954 | 5417.1525 | 3452.9465 | 3461.4673 | 2194.0075 | 2282.2688
3.5 |  |  | 3748.1888 | 3685.9794 | 5097.1671 | 5416.801 | 3147.7752 | 3460.9344 | 1949.3919 | 2282.2688
3.3 |  |  | 3687.3062 | 3685.9794 | 5088.4733 | 5414.8419 | 3146.3989 | 3460.5671 | 1942.0744 | 2282.2688
4 |  |  | 3661.3593 | 3685.9794 | 4756.9493 | 5413.7821 | 3015.9954 | 3459.7445 | 1740.9539 | 2282.2688
4.3 |  |  | 3617.0154 | 3685.9794 | 4536.9524 | 5413.0031 | 2881.9017 | 3459.4581 | 1655.0507 | 2282.2688
3.9 |  |  | 3579.9493 | 3685.9794 | 4516.3755 | 5411.9431 | 2906.1555 | 3458.2669 | 1610.22 | 2282.2688
2.8 |  |  | 3685.9794 | 3685.9794 | 4772.2401 | 5411.8432 | 3061.8858 | 3458.1025 | 1710.3543 | 2282.2688
2.4 |  |  | 3789.8597 | 3685.9794 | 4964.8283 | 5411.6172 | 3213.8721 | 3457.973 | 1750.9562 | 2282.2688
2.5 |  |  | 3772.3855 | 3685.9794 | 5407.9601 | 5411.2443 | 3313.9702 | 3457.7093 | 2093.9898 | 2282.2688
1.4 |  |  | 3597.6711 | 3685.9794 | 5980.859 | 5410.7138 | 3507.8831 | 3457.294 | 2472.9759 | 2282.2688
2.7 |  |  | 3603.9699 | 3685.9794 | 5671.948 | 5409.959 | 3209.689 | 3456.928 | 2462.259 | 2282.2688
2.1 |  |  | 3680.7226 | 3685.9794 | 5583.1566 | 5409.5348 | 3205.6377 | 3456.8556 | 2377.519 | 2282.2688
1 |  |  | 3661.1294 | 3685.9794 | 5676.6253 | 5409.3836 | 3323.8462 | 3456.2646 | 2352.7791 | 2282.2688
1.9 |  |  | 3450.372 | 3685.9794 | 5089.668 | 5409.1181 | 3154.0317 | 3454.4008 | 1935.6363 | 2282.2688
1.7 |  |  | 3082.1997 | 3685.9794 | 4667.5158 | 5408.4187 | 2881.2888 | 3453.8992 | 1786.227 | 2282.2688
2.3 |  |  | 2607.7078 | 3685.9794 | 4232.4199 | 5408.3535 | 2777.4823 | 3453.5291 | 1454.9376 | 2282.2688
1.7 |  |  | 2185.5818 | 3685.9794 | 3310.0601 | 5407.9601 | 2429.5439 | 3453.0033 | 880.5162 | 2282.2688
1.4 |  |  | 2060.7678 | 3685.9794 | 2978.2624 | 5407.8155 | 2395.2051 | 3452.9465 | 583.0573 | 2282.2688
1.6 |  |  | 2041.5737 | 3685.9794 | 2870.9828 | 5407.7609 | 2403.2225 | 3452.7898 | 467.7603 | 2282.2688
1.2 |  |  | 2038.8368 | 3685.9794 | 2895.4729 | 5406.307 | 2486.3337 | 3451.2115 | 409.1392 | 2282.2688
1.2 |  |  | 2062.4648 | 3685.9794 | 3110.2501 | 5406.1892 | 2602.522 | 3450.0171 | 507.7281 | 2282.2688
1.3 |  |  | 2169.7514 | 3685.9794 | 3770.0456 | 5406.1446 | 2864.3428 | 3449.9768 | 905.7029 | 2282.2688
1.2 |  |  | 2599.8422 | 3685.9794 | 5462.0357 | 5405.9517 | 3634.7731 | 3449.9422 | 1827.2627 | 2282.2688
1.6 |  |  | 3310.3489 | 3685.9794 | 6538.7523 | 5404.5088 | 3830.5239 | 3449.32 | 2708.2283 | 2282.2688
2.1 |  |  | 3687.5442 | 3685.9794 | 6002.0958 | 5401.3426 | 3808.0883 | 3448.1505 | 2194.0075 | 2282.2688
2.1 |  |  | 3748.1888 | 3685.9794 | 5455.634 | 5401.0423 | 3506.242 | 3447.7207 | 1949.3919 | 2282.2688
1.8 |  |  | 3687.3062 | 3685.9794 | 5435.2869 | 5400.9601 | 3493.2125 | 3447.3438 | 1942.0744 | 2282.2688
3 |  |  | 3661.3593 | 3685.9794 | 5025.8504 | 5399.6251 | 3284.8966 | 3446.6262 | 1740.9539 | 2282.2688
3.4 |  |  | 3617.0154 | 3685.9794 | 4778.1242 | 5399.0055 | 3123.0735 | 3446.5549 | 1655.0507 | 2282.2688
5.2 |  |  | 3579.9493 | 3685.9794 | 4451.4219 | 5398.6317 | 2841.2018 | 3445.4009 | 1610.22 | 2282.2688
6.1 |  |  | 3685.9794 | 3685.9794 | 4352.2913 | 5396.6176 | 2641.9369 | 3444.4719 | 1710.3543 | 2282.2688
6.2 |  |  | 3789.8597 | 3685.9794 | 4436.6738 | 5396.613 | 2685.7176 | 3444.1253 | 1750.9562 | 2282.2688
6.6 |  |  | 3772.3855 | 3685.9794 | 4881.5035 | 5396.5883 | 2787.5137 | 3443.8867 | 2093.9898 | 2282.2688
4.9 |  |  | 3597.6711 | 3685.9794 | 5557.5491 | 5396.2227 | 3084.5731 | 3443.5305 | 2472.9759 | 2282.2688
7.6 |  |  | 3603.9699 | 3685.9794 | 5166.3001 | 5395.6567 | 2704.0411 | 3443.3029 | 2462.259 | 2282.2688
7.4 |  |  | 3680.7226 | 3685.9794 | 5021.0843 | 5395.4392 | 2643.5653 | 3443.0872 | 2377.519 | 2282.2688
3.7 |  |  | 3661.1294 | 3685.9794 | 5423.6778 | 5395.2655 | 3070.8987 | 3442.5551 | 2352.7791 | 2282.2688
3.7 |  |  | 3450.372 | 3685.9794 | 4923.2596 | 5395.1537 | 2987.6233 | 3442.5295 | 1935.6363 | 2282.2688
3.3 |  |  | 3082.1997 | 3685.9794 | 4504.8984 | 5393.4136 | 2718.6715 | 3441.815 | 1786.227 | 2282.2688
3.1 |  |  | 2607.7078 | 3685.9794 | 4122.7394 | 5393.2756 | 2667.8018 | 3441.249 | 1454.9376 | 2282.2688
3.1 |  |  | 2346.6555 | 3685.9794 | 3535.8445 | 5392.333 | 2477.1472 | 3440.0892 | 1058.6973 | 2282.2688
2 |  |  | 2161.8075 | 3685.9794 | 3103.0642 | 5391.1813 | 2382.6059 | 3440.0578 | 720.4584 | 2282.2688
1.8 |  |  | 2085.4126 | 3685.9794 | 2878.5118 | 5389.0719 | 2351.1328 | 3438.4446 | 527.379 | 2282.2688
1.7 |  |  | 2042.7717 | 3685.9794 | 2777.0213 | 5389.0518 | 2352.1227 | 3437.6653 | 424.8986 | 2282.2688
0.5 |  |  | 2040.2062 | 3685.9794 | 2906.9367 | 5387.7654 | 2488.2355 | 3436.8877 | 418.7012 | 2282.2688
2.2 |  |  | 2048.0696 | 3685.9794 | 2993.1763 | 5387.2502 | 2480.8437 | 3436.8274 | 512.3326 | 2282.2688
1.8 |  |  | 2151.985 | 3685.9794 | 3583.2455 | 5386.5126 | 2984.0783 | 3436.8003 | 599.1672 | 2282.2688
0.8 |  |  | 2461.9337 | 3685.9794 | 4090.7725 | 5385.8278 | 3051.6989 | 3436.4738 | 1039.0737 | 2282.2688
3 |  |  | 2877.2007 | 3685.9794 | 4902.4013 | 5385.6318 | 3159.9276 | 3436.1748 | 1742.4737 | 2282.2688
3.9 |  |  | 3165.0601 | 3685.9794 | 5837.7158 | 5385.5785 | 3276.8588 | 3435.0053 | 2560.857 | 2282.2688
3.7 |  |  | 3164.7435 | 3685.9794 | 5995.3288 | 5385.1695 | 3217.5174 | 3434.8381 | 2777.8114 | 2282.2688
1.2 |  |  | 3133.1785 | 3685.9794 | 6255.7359 | 5383.9552 | 3497.6121 | 3434.1087 | 2758.1239 | 2282.2688
2 |  |  | 3095.6351 | 3685.9794 | 5795.7409 | 5383.8924 | 3359.2251 | 3433.9524 | 2436.5158 | 2282.2688
2.9 |  |  | 3111.3285 | 3685.9794 | 5494.4863 | 5382.6428 | 3299.0305 | 3433.6252 | 2195.4559 | 2282.2688
3.6 |  |  | 3153.287 | 3685.9794 | 5053.5757 | 5382.1009 | 3039.8002 | 3433.3583 | 2013.7755 | 2282.2688
3.8 |  |  | 3229.4675 | 3685.9794 | 5037.4547 | 5382.036 | 3123.7826 | 3433.2656 | 1913.6721 | 2282.2688
3.3 |  |  | 3301.297 | 3685.2244 | 5274.2901 | 5380.6614 | 3297.3428 | 3433.0472 | 1976.9473 | 2282.2688
1.2 |  |  | 3376.833 | 3684.9579 | 5821.4799 | 5380.519 | 3539.2111 | 3432.1056 | 2282.2688 | 2282.2688
0.5 |  |  | 3505.6927 | 3684.1661 | 5719.512 | 5380.0426 | 3522.2913 | 3431.9112 | 2197.2207 | 2282.2688
0.2 |  |  | 3588.0767 | 3682.9823 | 5685.535 | 5379.9905 | 3556.1812 | 3431.1335 | 2129.3539 | 2282.2688
0.5 |  |  | 3537.0971 | 3680.7226 | 5555.2578 | 5379.7387 | 3364.6525 | 3429.949 | 2190.6053 | 2282.2688
0.6 |  |  | 3307.1462 | 3680.7226 | 5108.7991 | 5379.1117 | 3232.1689 | 3429.7302 | 1876.6302 | 2282.2688
0.5 |  |  | 2971.0933 | 3680.7226 | 4388.6094 | 5378.7559 | 2790.6118 | 3428.4703 | 1597.9976 | 2282.2688
0.4 |  |  | 2570.7922 | 3680.7226 | 4077.732 | 5378.4019 | 2859.4828 | 3428.028 | 1218.2492 | 2282.2688
-0.1 |  |  | 2343.1784 | 3680.7226 | 3925.0928 | 5378.2492 | 2866.3955 | 3427.8997 | 1058.6973 | 2282.2688
-0.1 |  |  | 2159.8604 | 3680.7226 | 3420.393 | 5377.9333 | 2699.9346 | 3427.3048 | 720.4584 | 2204.27
-0.2 |  |  | 2083.2355 | 3680.7226 | 3209.3313 | 5377.5134 | 2681.9523 | 3426.7588 | 527.379 | 2204.27
-0.6 |  |  | 2041.6223 | 3680.7226 | 3142.198 | 5377.4513 | 2717.2994 | 3426.6351 | 424.8986 | 2204.27
-1.5 |  |  | 2038.2145 | 3680.7226 | 3257.5393 | 5377.0891 | 2838.8381 | 3424.2662 | 418.7012 | 2204.27
-1.4 |  |  | 2045.0139 | 3680.7226 | 3562.3433 | 5376.9695 | 3050.0107 | 3423.7023 | 512.3326 | 2204.27
-1.3 |  |  | 2145.5263 | 3680.7226 | 4028.8974 | 5376.8025 | 3429.7302 | 3422.9346 | 599.1672 | 2204.27
-1.6 |  |  | 2450.6092 | 3680.7226 | 4513.1742 | 5376.282 | 3474.1005 | 3422.1986 | 1039.0737 | 2204.27
-1.1 |  |  | 2848.6074 | 3680.7226 | 5447.9283 | 5375.831 | 3705.4546 | 3421.5843 | 1742.4737 | 2204.27
-1 |  |  | 3110.5949 | 3680.7226 | 6594.494 | 5374.2252 | 4033.637 | 3421.3136 | 2560.857 | 2204.27
-0.5 |  |  | 3092.1207 | 3680.7226 | 6609.5656 | 5374.0384 | 3831.7542 | 3421.2064 | 2777.8114 | 2204.27
0.5 |  |  | 3058.3923 | 3680.7226 | 6532.5234 | 5373.2617 | 3774.3995 | 3421.1015 | 2758.1239 | 2204.27
0.4 |  |  | 3020.0621 | 3680.7226 | 6178.2806 | 5372.6088 | 3741.7648 | 3420.6407 | 2436.5158 | 2204.27
0.1 |  |  | 3036.3484 | 3680.7226 | 5945.8703 | 5371.2175 | 3750.4145 | 3420.5253 | 2195.4559 | 2204.27
0.9 |  |  | 3085.0661 | 3680.7226 | 5495.346 | 5370.7055 | 3481.5706 | 3420.0949 | 2013.7755 | 2204.27
0.8 |  |  | 3169.5851 | 3680.7226 | 5541.2594 | 5368.7464 | 3627.5873 | 3419.2831 | 1913.6721 | 2204.27
1.1 |  |  | 3248.0281 | 3680.7226 | 5635.0079 | 5368.7421 | 3658.0606 | 3419.0247 | 1976.9473 | 2204.27
0.9 |  |  | 3328.3344 | 3680.7226 | 5943.9866 | 5368.2216 | 3661.7178 | 3419.0209 | 2282.2688 | 2204.27
0.7 |  |  | 3468.7702 | 3680.7226 | 5864.8166 | 5368.0964 | 3667.5959 | 3417.7719 | 2197.2207 | 2204.27
-0.5 |  |  | 3563.6681 | 3680.7226 | 5889.6407 | 5367.5121 | 3760.2869 | 3417.6433 | 2129.3539 | 2204.27
-1.3 |  |  | 3521.924 | 3680.7226 | 5916.08 | 5366.734 | 3725.4746 | 3417.2882 | 2190.6053 | 2204.27
-1.8 |  |  | 3297.8561 | 3680.7226 | 5476.6504 | 5366.337 | 3600.0202 | 3416.6681 | 1876.6302 | 2204.27
-2 |  |  | 2964.6324 | 3680.7226 | 4752.2046 | 5365.9062 | 3154.207 | 3416.0458 | 1597.9976 | 2202.3148
-2 |  |  | 2566.1688 | 3680.7226 | 4462.5566 | 5365.6766 | 3244.3075 | 3415.4935 | 1218.2492 | 2202.3148
-4.1 |  |  | 2185.5818 | 3680.7226 | 4029.565 | 5365.4548 | 3149.0488 | 3413.9709 | 880.5162 | 2202.3148
-4.6 |  |  | 2060.7678 | 3680.7226 | 3759.5552 | 5364.5388 | 3176.498 | 3413.9467 | 583.0573 | 2202.3148
-4.9 |  |  | 2041.5737 | 3680.7226 | 3673.896 | 5364.3855 | 3206.1356 | 3413.8657 | 467.7603 | 2202.3148
-5.3 |  |  | 2038.8368 | 3680.7226 | 3720.5827 | 5364.144 | 3311.4436 | 3413.4406 | 409.1392 | 2202.3148
-5.3 |  |  | 2062.4648 | 3680.7226 | 3983.2301 | 5363.3386 | 3475.502 | 3413.2055 | 507.7281 | 2202.3148
-5.9 |  |  | 2169.7514 | 3680.7226 | 4911.6486 | 5362.5997 | 4005.9458 | 3413.1553 | 905.7029 | 2202.3148
-5.4 |  |  | 2599.8422 | 3680.7226 | 6585.2452 | 5362.5348 | 4757.9825 | 3413.1428 | 1827.2627 | 2202.3148
-7.1 |  |  | 3310.3489 | 3680.7226 | 7948.9347 | 5362.3951 | 5240.7063 | 3412.9783 | 2708.2283 | 2202.3148
-5.4 |  |  | 3687.5442 | 3680.7226 | 7318.557 | 5361.2985 | 5124.5495 | 3412.7247 | 2194.0075 | 2202.3148
-2.5 |  |  | 3748.1888 | 3680.7226 | 6470.0427 | 5361.0178 | 4520.6508 | 3412.4678 | 1949.3919 | 2202.3148
0.1 |  |  | 3687.3062 | 3680.7226 | 6047.4229 | 5360.4573 | 4105.3486 | 3412.337 | 1942.0744 | 2202.3148
-0.2 |  |  | 3661.3593 | 3680.7226 | 5792.5253 | 5360.1543 | 4051.5714 | 3412.1315 | 1740.9539 | 2202.3148
0.6 |  |  | 3617.0154 | 3680.7226 | 5460.2119 | 5360.1435 | 3805.1611 | 3411.9987 | 1655.0507 | 2202.3148
1.5 |  |  | 3579.9493 | 3680.7226 | 5241.5955 | 5359.7499 | 3631.3755 | 3411.7052 | 1610.22 | 2202.3148
2.3 |  |  | 3685.9794 | 3680.7226 | 5147.1817 | 5359.708 | 3436.8274 | 3409.6237 | 1710.3543 | 2202.3148
2.8 |  |  | 3789.8597 | 3680.7226 | 5169.977 | 5356.9047 | 3419.0209 | 3409.0944 | 1750.9562 | 2202.3148
2.5 |  |  | 3772.3855 | 3680.7226 | 5736.4744 | 5355.2799 | 3642.4846 | 3408.74 | 2093.9898 | 2202.3148
2.1 |  |  | 3597.6711 | 3680.7226 | 6237.1949 | 5353.8678 | 3764.219 | 3408.3279 | 2472.9759 | 2202.3148
2.3 |  |  | 3603.9699 | 3680.7226 | 6132.3927 | 5353.0494 | 3670.1337 | 3408.1336 | 2462.259 | 2202.3148
1.9 |  |  | 3680.7226 | 3680.7226 | 5970.5137 | 5352.1452 | 3592.9947 | 3408.1301 | 2377.519 | 2198.7663
2 |  |  | 3661.1294 | 3680.7226 | 5952.0122 | 5351.1453 | 3599.2331 | 3408.0251 | 2352.7791 | 2198.7663
2.3 |  |  | 3450.372 | 3680.7226 | 5421.0692 | 5351.1299 | 3485.4329 | 3407.9672 | 1935.6363 | 2198.7663
2.2 |  |  | 3082.1997 | 3680.7226 | 4939.2654 | 5350.9781 | 3153.0384 | 3407.5988 | 1786.227 | 2198.7663
2.3 |  |  | 2607.7078 | 3680.7226 | 4561.8569 | 5350.6405 | 3106.9193 | 3406.7743 | 1454.9376 | 2198.7663
2.5 |  |  | 2185.5818 | 3680.7226 | 3585.7021 | 5350.561 | 2705.186 | 3406.347 | 880.5162 | 2198.7663
1.6 |  |  | 2060.7678 | 3680.7226 | 3273.2771 | 5350.2045 | 2690.2198 | 3406.0167 | 583.0573 | 2198.7663
3 |  |  | 2041.5737 | 3680.7226 | 3097.1996 | 5348.7916 | 2629.4392 | 3405.1966 | 467.7603 | 2198.7663
2.8 |  |  | 2038.8368 | 3680.7226 | 3064.2499 | 5348.4214 | 2655.1107 | 3404.6935 | 409.1392 | 2198.7663
2.7 |  |  | 2062.4648 | 3680.7226 | 3227.271 | 5348.3854 | 2719.5429 | 3403.2186 | 507.7281 | 2198.7663
2.7 |  |  | 2169.7514 | 3680.7226 | 3823.3423 | 5345.8166 | 2917.6395 | 3402.9358 | 905.7029 | 2198.7663
2.6 |  |  | 2599.8422 | 3680.7226 | 5426.4178 | 5344.3881 | 3599.1552 | 3402.8153 | 1827.2627 | 2198.7663
2.8 |  |  | 3310.3489 | 3680.7226 | 6505.1536 | 5344.2038 | 3796.9253 | 3402.3695 | 2708.2283 | 2198.7663
3.2 |  |  | 3687.5442 | 3680.7226 | 5935.6614 | 5344.0618 | 3741.654 | 3401.8579 | 2194.0075 | 2198.7663
3.7 |  |  | 3748.1888 | 3680.7226 | 5263.9671 | 5343.9322 | 3314.5751 | 3401.0965 | 1949.3919 | 2198.7663
4.1 |  |  | 3687.3062 | 3680.7226 | 5121.1693 | 5343.5375 | 3179.095 | 3401.0597 | 1942.0744 | 2198.7663
4.6 |  |  | 3661.3593 | 3680.7226 | 4777.1365 | 5343.1341 | 3036.1826 | 3401.024 | 1740.9539 | 2198.7663
5.1 |  |  | 3617.0154 | 3680.7226 | 4498.6835 | 5343.0967 | 2843.6328 | 3399.9884 | 1655.0507 | 2198.7663
6.7 |  |  | 3579.9493 | 3680.7226 | 4188.1865 | 5342.9564 | 2577.9665 | 3398.3576 | 1610.22 | 2198.7663
8 |  |  | 3685.9794 | 3680.7226 | 4025.8375 | 5342.8728 | 2315.4832 | 3397.6142 | 1710.3543 | 2198.7663
8.3 |  |  | 3789.8597 | 3680.7226 | 4088.3135 | 5341.497 | 2337.3573 | 3395.9318 | 1750.9562 | 2198.7663
7.2 |  |  | 3772.3855 | 3680.7226 | 4730.3231 | 5340.8329 | 2636.3333 | 3395.5377 | 2093.9898 | 2197.2207
6.4 |  |  | 3597.6711 | 3680.7226 | 5284.61 | 5340.6433 | 2811.6341 | 3395.4277 | 2472.9759 | 2197.2207
5.7 |  |  | 3603.9699 | 3680.7226 | 5283.7756 | 5340.1899 | 2821.5166 | 3395.3731 | 2462.259 | 2197.2207
5.1 |  |  | 3680.7226 | 3680.7226 | 5192.0124 | 5339.9403 | 2814.4934 | 3394.6914 | 2377.519 | 2197.2207
4.4 |  |  | 3661.1294 | 3680.7226 | 5287.5228 | 5339.4799 | 2934.7437 | 3394.627 | 2352.7791 | 2197.2207
3.8 |  |  | 3450.372 | 3680.7226 | 4837.8106 | 5339.0717 | 2902.1742 | 3394.5032 | 1935.6363 | 2197.2207
4.5 |  |  | 3082.1997 | 3680.7226 | 4337.4039 | 5338.6191 | 2551.1769 | 3394.0588 | 1786.227 | 2197.2207
4.9 |  |  | 2607.7078 | 3680.7226 | 3882.0941 | 5337.3083 | 2427.1565 | 3393.9924 | 1454.9376 | 2197.2207
4.8 |  |  | 2185.5818 | 3680.7226 | 2942.3096 | 5337.0696 | 2061.7934 | 3393.9531 | 880.5162 | 2197.2207
4.9 |  |  | 2060.7678 | 3680.7226 | 2538.4761 | 5336.8683 | 1955.4188 | 3393.7048 | 583.0573 | 2197.2207
4.9 |  |  | 2041.5737 | 3680.7226 | 2445.0936 | 5336.8238 | 1977.3333 | 3392.9686 | 467.7603 | 2197.2207
4.9 |  |  | 2038.8368 | 3680.7226 | 2419.2352 | 5336.0391 | 2010.096 | 3392.919 | 409.1392 | 2197.2207
5 |  |  | 2062.4648 | 3680.7226 | 2587.3597 | 5335.9476 | 2079.6316 | 3392.8626 | 507.7281 | 2197.2207
4.1 |  |  | 2169.7514 | 3680.7226 | 3207.1752 | 5334.9107 | 2301.4724 | 3392.5761 | 905.7029 | 2197.2207
3.8 |  |  | 2599.8422 | 3680.7226 | 4908.4824 | 5334.5817 | 3081.2197 | 3392.2732 | 1827.2627 | 2197.2207
3.6 |  |  | 3310.3489 | 3680.7226 | 5981.7973 | 5334.375 | 3273.5689 | 3391.1405 | 2708.2283 | 2197.2207
4.4 |  |  | 3687.5442 | 3680.7226 | 5385.1695 | 5333.9021 | 3191.1621 | 3390.7064 | 2194.0075 | 2197.2207
5.2 |  |  | 3748.1888 | 3680.7226 | 4762.9992 | 5333.6474 | 2813.6073 | 3390.4369 | 1949.3919 | 2197.2207
6.2 |  |  | 3687.3062 | 3680.7226 | 4584.5261 | 5333.6151 | 2642.4517 | 3389.769 | 1942.0744 | 2197.2207
6.8 |  |  | 3661.3593 | 3680.7226 | 4259.8621 | 5332.5234 | 2518.9082 | 3389.6527 | 1740.9539 | 2197.2207
6.4 |  |  | 3617.0154 | 3680.7226 | 4129.2956 | 5331.2148 | 2474.2449 | 3389.2999 | 1655.0507 | 2197.2207
6.4 |  |  | 3579.9493 | 3680.7226 | 4059.3503 | 5330.7018 | 2449.1303 | 3389.0327 | 1610.22 | 2197.2207
5.2 |  |  | 3685.9794 | 3680.7226 | 4325.4427 | 5330.4038 | 2615.0883 | 3388.6274 | 1710.3543 | 2197.2207
5.8 |  |  | 3789.8597 | 3680.7226 | 4361.4458 | 5330.3277 | 2610.4896 | 3387.8685 | 1750.9562 | 2197.2207
5 |  |  | 3772.3855 | 3680.7226 | 4949.2822 | 5330.054 | 2855.2924 | 3387.6777 | 2093.9898 | 2197.2207
4.2 |  |  | 3597.6711 | 3680.7226 | 5492.1335 | 5329.4614 | 3019.1576 | 3387.3089 | 2472.9759 | 2197.2207
3.1 |  |  | 3603.9699 | 3680.7226 | 5484.4645 | 5329.4247 | 3022.2055 | 3386.627 | 2462.259 | 2197.2207
2.4 |  |  | 3680.7226 | 3680.7226 | 5424.2601 | 5328.1106 | 3046.7411 | 3386.5669 | 2377.519 | 2197.2207
2.3 |  |  | 3661.1294 | 3680.7226 | 5430.1426 | 5327.2117 | 3077.3635 | 3385.9379 | 2352.7791 | 2197.2207
1.9 |  |  | 3450.372 | 3680.7226 | 4949.0723 | 5326.2402 | 3013.436 | 3385.8564 | 1935.6363 | 2197.2207
1.7 |  |  | 3082.1997 | 3680.7226 | 4545.3656 | 5325.9161 | 2759.1387 | 3385.5534 | 1786.227 | 2197.2207
1.3 |  |  | 2607.7078 | 3680.7226 | 4197.802 | 5324.7305 | 2742.8644 | 3384.9831 | 1454.9376 | 2197.2207
0.8 |  |  | 2185.5818 | 3680.7226 | 3251.3584 | 5324.5452 | 2370.8422 | 3384.8604 | 880.5162 | 2197.2207
0.6 |  |  | 2060.7678 | 3680.7226 | 2919.2228 | 5323.0121 | 2336.1655 | 3384.82 | 583.0573 | 2197.2207
0.1 |  |  | 2041.5737 | 3680.7226 | 2843.7056 | 5322.3966 | 2375.9453 | 3384.7667 | 467.7603 | 2197.2207
0.3 |  |  | 2038.8368 | 3680.7226 | 2841.6588 | 5320.9354 | 2432.5197 | 3384.0191 | 409.1392 | 2197.2207
0.4 |  |  | 2062.4648 | 3680.7226 | 3070.4205 | 5320.6193 | 2562.6924 | 3383.1773 | 507.7281 | 2197.2207
1.2 |  |  | 2169.7514 | 3680.7226 | 3676.9239 | 5319.281 | 2771.221 | 3383.122 | 905.7029 | 2197.2207
0.6 |  |  | 2599.8422 | 3680.7226 | 5443.4307 | 5317.7823 | 3616.168 | 3382.4431 | 1827.2627 | 2197.2207
0.3 |  |  | 3310.3489 | 3680.7226 | 6572.4339 | 5317.1413 | 3864.2055 | 3381.8858 | 2708.2283 | 2197.2207
0.8 |  |  | 3687.5442 | 3680.7226 | 6037.4289 | 5316.83 | 3843.4214 | 3381.7123 | 2194.0075 | 2197.2207
1.6 |  |  | 3748.1888 | 3680.7226 | 5453.1601 | 5315.9573 | 3503.7682 | 3381.3228 | 1949.3919 | 2197.2207
1.9 |  |  | 3687.3062 | 3680.7226 | 5380.519 | 5314.6675 | 3438.4446 | 3380.841 | 1942.0744 | 2197.2207
2.4 |  |  | 3661.3593 | 3680.7226 | 5078.1923 | 5313.6492 | 3337.2384 | 3380.6758 | 1740.9539 | 2197.2207
2.2 |  |  | 3617.0154 | 3680.7226 | 4925.44 | 5312.3911 | 3270.3893 | 3380.3223 | 1655.0507 | 2197.2207
1.8 |  |  | 3579.9493 | 3680.7226 | 4914.8551 | 5311.7411 | 3304.6351 | 3380.3221 | 1610.22 | 2197.2207
3.4 |  |  | 3685.9794 | 3680.7226 | 4771.711 | 5310.3259 | 3061.3566 | 3379.9554 | 1710.3543 | 2197.2207
0.9 |  |  | 3789.8597 | 3680.7226 | 5280.8326 | 5310.0269 | 3529.8764 | 3379.4859 | 1750.9562 | 2197.2207
0.4 |  |  | 3772.3855 | 3680.7226 | 5817.9472 | 5309.5858 | 3723.9574 | 3379.2295 | 2093.9898 | 2197.2207
0.9 |  |  | 3597.6711 | 3680.7226 | 6171.6829 | 5308.1754 | 3698.707 | 3378.9668 | 2472.9759 | 2197.2207
1.1 |  |  | 3603.9699 | 3680.7226 | 5999.7485 | 5307.8371 | 3537.4895 | 3377.7899 | 2462.259 | 2197.2207
0.6 |  |  | 3680.7226 | 3680.7226 | 5883.751 | 5306.991 | 3506.232 | 3377.126 | 2377.519 | 2197.2207
-0.7 |  |  | 3661.1294 | 3680.7226 | 5975.5453 | 5306.9089 | 3622.7662 | 3376.4173 | 2352.7791 | 2197.2207
-0.7 |  |  | 3450.372 | 3680.7226 | 5445.5059 | 5306.8325 | 3509.8696 | 3376.2402 | 1935.6363 | 2197.2207
-1.3 |  |  | 3082.1997 | 3680.7226 | 5055.1652 | 5306.7212 | 3268.9382 | 3376.1048 | 1786.227 | 2197.2207
-2 |  |  | 2607.7078 | 3680.7226 | 4780.2547 | 5305.5825 | 3325.3171 | 3375.3386 | 1454.9376 | 2197.2207
-1.5 |  |  | 2185.5818 | 3680.7226 | 3732.4199 | 5304.9432 | 2851.9037 | 3374.8567 | 880.5162 | 2197.2207
-1.3 |  |  | 2060.7678 | 3677.7091 | 3384.03 | 5304.6234 | 2800.9728 | 3374.617 | 583.0573 | 2197.2207
-1.1 |  |  | 2041.5737 | 3675.9901 | 3272.8255 | 5304.3402 | 2805.0652 | 3374.5226 | 467.7603 | 2197.2207
-1.3 |  |  | 2038.8368 | 3675.8557 | 3287.2577 | 5304.2869 | 2878.1185 | 3374.4525 | 409.1392 | 2197.2207
-1.3 |  |  | 2062.4648 | 3675.2613 | 3515.6539 | 5303.9158 | 3007.9258 | 3373.4182 | 507.7281 | 2197.2207
-1 |  |  | 2169.7514 | 3675.2613 | 4234.5111 | 5303.7017 | 3328.8082 | 3372.3001 | 905.7029 | 2197.2207
-1.1 |  |  | 2599.8422 | 3675.2613 | 5922.7482 | 5303.6947 | 4095.4855 | 3372.0962 | 1827.2627 | 2197.2207
-1.4 |  |  | 3310.3489 | 3675.2613 | 7108.1059 | 5303.6016 | 4399.8776 | 3371.8287 | 2708.2283 | 2197.2207
-1.3 |  |  | 3687.5442 | 3675.2613 | 6623.7483 | 5303.3015 | 4429.7408 | 3371.5473 | 2194.0075 | 2197.2207
-1.2 |  |  | 3748.1888 | 3675.2613 | 6084.7634 | 5302.6215 | 4135.3715 | 3371.3547 | 1949.3919 | 2197.2207
-1 |  |  | 3687.3062 | 3675.2613 | 6000.4364 | 5301.2106 | 4058.362 | 3371.1184 | 1942.0744 | 2197.2207
0.1 |  |  | 3661.3593 | 3675.2613 | 5594.44 | 5301.1936 | 3853.4861 | 3370.8926 | 1740.9539 | 2197.2207
1 |  |  | 3617.0154 | 3675.2613 | 5269.62 | 5301.0774 | 3614.5692 | 3370.3547 | 1655.0507 | 2197.2207
-0.5 |  |  | 3579.9493 | 3675.2613 | 5392.333 | 5300.0032 | 3782.113 | 3369.1464 | 1610.22 | 2197.2207
1.1 |  |  | 3685.9794 | 3675.2613 | 5244.6057 | 5298.0322 | 3534.2514 | 3368.2696 | 1710.3543 | 2197.2207
1.3 |  |  | 3789.8597 | 3675.2613 | 5327.2117 | 5297.7419 | 3576.2556 | 3367.9653 | 1750.9562 | 2197.2207
0.6 |  |  | 3772.3855 | 3675.2613 | 5914.674 | 5297.0643 | 3820.6841 | 3367.4404 | 2093.9898 | 2197.2207
-0.7 |  |  | 3597.6711 | 3674.7437 | 6514.918 | 5296.5792 | 4041.9421 | 3367.2565 | 2472.9759 | 2197.2207
0 |  |  | 3603.9699 | 3674.7437 | 6278.4431 | 5294.8215 | 3816.1841 | 3366.6893 | 2462.259 | 2197.2207
-0.4 |  |  | 3680.7226 | 3674.4806 | 6132.2956 | 5293.8666 | 3754.7766 | 3364.6525 | 2377.519 | 2197.2207
-0.7 |  |  | 3661.1294 | 3674.2941 | 6114.0473 | 5293.7711 | 3761.2682 | 3364.3127 | 2352.7791 | 2197.2207
-0.7 |  |  | 3450.372 | 3674.2941 | 5582.6387 | 5292.7089 | 3647.0024 | 3364.1579 | 1935.6363 | 2197.2207
-0.7 |  |  | 3082.1997 | 3674.2511 | 5120.887 | 5292.4873 | 3334.66 | 3363.8006 | 1786.227 | 2197.2207
-0.5 |  |  | 2607.7078 | 3674.2511 | 4759.5878 | 5292.3482 | 3304.6502 | 3363.6961 | 1454.9376 | 2197.2207
-0.5 |  |  | 2346.6555 | 3674.2511 | 4165.9457 | 5291.9677 | 3107.2484 | 3363.6914 | 1058.6973 | 2197.2207
-0.6 |  |  | 2161.8075 | 3674.2511 | 3631.6711 | 5291.1667 | 2911.2127 | 3363.6386 | 720.4584 | 2197.2207
-0.4 |  |  | 2085.4126 | 3674.2511 | 3434.1928 | 5289.1354 | 2906.8138 | 3363.6271 | 527.379 | 2197.2207
0.1 |  |  | 2042.7717 | 3674.2511 | 3303.2594 | 5288.4379 | 2878.3609 | 3362.7281 | 424.8986 | 2197.2207
-1.3 |  |  | 2040.2062 | 3672.6769 | 3435.0447 | 5288.1402 | 3016.3435 | 3362.2658 | 418.7012 | 2197.2207
-0.6 |  |  | 2048.0696 | 3672.6769 | 3686.433 | 5287.5228 | 3174.1003 | 3361.7893 | 512.3326 | 2197.2207
-2 |  |  | 2151.985 | 3672.6769 | 4246.1043 | 5287.1014 | 3646.9371 | 3361.7281 | 599.1672 | 2197.2207
-1.6 |  |  | 2461.9337 | 3672.6769 | 4698.5818 | 5286.807 | 3659.5082 | 3361.6718 | 1039.0737 | 2197.2207
-0.3 |  |  | 2877.2007 | 3672.6769 | 5548.3907 | 5286.1324 | 3805.917 | 3361.3418 | 1742.4737 | 2197.2207
1.9 |  |  | 3165.0601 | 3672.6769 | 6356.0081 | 5285.717 | 3795.1511 | 3361.2982 | 2560.857 | 2197.2207
3 |  |  | 3164.7435 | 3672.6769 | 6438.3503 | 5285.2657 | 3660.5389 | 3361.2674 | 2777.8114 | 2197.2207
3.3 |  |  | 3133.1785 | 3672.6769 | 6310.4018 | 5285.2357 | 3552.278 | 3361.1794 | 2758.1239 | 2197.2207
3.2 |  |  | 3095.6351 | 3672.6769 | 5923.6595 | 5284.61 | 3487.1436 | 3360.1596 | 2436.5158 | 2197.2207
3.6 |  |  | 3111.3285 | 3672.6769 | 5425.8977 | 5284.2077 | 3230.4418 | 3360.0831 | 2195.4559 | 2197.2207
3.8 |  |  | 3153.287 | 3672.6769 | 5188.3743 | 5284.0391 | 3174.5988 | 3359.4772 | 2013.7755 | 2197.2207
3.9 |  |  | 3229.4675 | 3672.6769 | 5084.9651 | 5283.8238 | 3171.293 | 3359.2251 | 1913.6721 | 2197.2207
4 |  |  | 3301.297 | 3672.6769 | 5190.3106 | 5283.7756 | 3213.3633 | 3357.9944 | 1976.9473 | 2197.2207
3.7 |  |  | 3376.833 | 3671.4025 | 5565.3007 | 5282.3652 | 3283.0319 | 3357.5617 | 2282.2688 | 2197.2207
3.8 |  |  | 3505.6927 | 3671.3323 | 5467.0263 | 5282.0385 | 3269.8055 | 3357.5527 | 2197.2207 | 2197.2207
2.6 |  |  | 3588.0767 | 3671.2521 | 5456.709 | 5281.5143 | 3327.3551 | 3357.5398 | 2129.3539 | 2197.2207
2.4 |  |  | 3537.0971 | 3669.9868 | 5409.3836 | 5281.08 | 3218.7782 | 3356.8853 | 2190.6053 | 2197.2207
2.1 |  |  | 3307.1462 | 3669.3784 | 4979.4031 | 5280.8326 | 3102.7729 | 3354.4441 | 1876.6302 | 2197.2207
2.4 |  |  | 2971.0933 | 3668.0236 | 4283.3661 | 5280.6802 | 2685.3685 | 3354.3098 | 1597.9976 | 2197.2207
2.1 |  |  | 2570.7922 | 3667.2259 | 3963.2329 | 5278.5916 | 2744.9838 | 3354.0735 | 1218.2492 | 2197.2207
2.3 |  |  | 2343.1784 | 3666.1031 | 3752.7681 | 5278.3855 | 2694.0708 | 3353.0214 | 1058.6973 | 2195.4559
2.9 |  |  | 2159.8604 | 3664.3401 | 3150.6067 | 5277.7788 | 2430.1483 | 3351.9331 | 720.4584 | 2195.4559
3.9 |  |  | 2083.2355 | 3662.3367 | 2886.7071 | 5276.5563 | 2359.328 | 3350.7119 | 527.379 | 2195.4559
2.2 |  |  | 2041.6223 | 3661.7828 | 2893.1591 | 5275.1967 | 2468.2605 | 3350.3922 | 424.8986 | 2195.4559
4 |  |  | 2038.2145 | 3661.3593 | 2796.3748 | 5274.5167 | 2377.6736 | 3349.8455 | 418.7012 | 2195.4559
3.4 |  |  | 2045.0139 | 3661.3593 | 2994.9427 | 5274.2901 | 2482.61 | 3348.3223 | 512.3326 | 2195.4559
4.7 |  |  | 2145.5263 | 3661.3593 | 3468.2698 | 5273.9153 | 2869.1026 | 3348.0335 | 599.1672 | 2195.4559
4.4 |  |  | 2450.6092 | 3661.3593 | 3921.0956 | 5273.7017 | 2882.0219 | 3347.5019 | 1039.0737 | 2195.4559
3.9 |  |  | 2848.6074 | 3661.3593 | 4862.6589 | 5272.6834 | 3120.1851 | 3347.3738 | 1742.4737 | 2195.4559
4.6 |  |  | 3110.5949 | 3661.3593 | 5764.8333 | 5271.8878 | 3203.9763 | 3346.7122 | 2560.857 | 2195.4559
5.6 |  |  | 3092.1207 | 3661.3593 | 5857.0048 | 5270.1351 | 3079.1934 | 3346.6611 | 2777.8114 | 2195.4559
5.9 |  |  | 3058.3923 | 3661.3593 | 5770.4429 | 5269.62 | 3012.319 | 3346.1331 | 2758.1239 | 2195.4559
6.7 |  |  | 3020.0621 | 3661.3593 | 5268.0467 | 5268.6743 | 2831.5309 | 3345.4296 | 2436.5158 | 2195.4559
7.4 |  |  | 3036.3484 | 3661.3593 | 4775.6349 | 5268.6302 | 2580.179 | 3345.245 | 2195.4559 | 2195.4559
7.1 |  |  | 3085.0661 | 3661.3593 | 4629.3013 | 5268.0467 | 2615.5258 | 3343.8945 | 2013.7755 | 2195.4559
7.2 |  |  | 3169.5851 | 3661.3593 | 4497.2655 | 5267.6109 | 2583.5934 | 3343.672 | 1913.6721 | 2195.4559
6.7 |  |  | 3248.0281 | 3661.3593 | 4717.3548 | 5267.485 | 2740.4075 | 3343.4724 | 1976.9473 | 2195.4559
5.8 |  |  | 3328.3344 | 3661.3593 | 5165.4945 | 5266.9052 | 2883.2257 | 3342.9024 | 2282.2688 | 2195.4559
5.7 |  |  | 3468.7702 | 3661.3593 | 5045.3972 | 5266.7167 | 2848.1765 | 3341.1613 | 2197.2207 | 2195.4559
5.8 |  |  | 3563.6681 | 3661.3593 | 4895.0815 | 5265.6772 | 2765.7276 | 3340.9603 | 2129.3539 | 2195.4559
5.9 |  |  | 3521.924 | 3661.3593 | 4791.4205 | 5265.5833 | 2600.8152 | 3339.9137 | 2190.6053 | 2195.4559
6.7 |  |  | 3297.8561 | 3661.3593 | 4323.4752 | 5263.999 | 2446.845 | 3339.3447 | 1876.6302 | 2195.4559
7.1 |  |  | 2964.6324 | 3661.3593 | 3667.0761 | 5263.9671 | 2069.0785 | 3338.56 | 1597.9976 | 2195.4559
7.1 |  |  | 2566.1688 | 3661.3593 | 3265.8476 | 5263.6319 | 2047.5985 | 3337.2384 | 1218.2492 | 2195.4559
7.2 |  |  | 2293.0193 | 3661.3593 | 2944.6967 | 5263.4271 | 1884.256 | 3337.047 | 1060.4406 | 2195.4559
8 |  |  | 2117.635 | 3661.3593 | 2312.3627 | 5263.3526 | 1589.6061 | 3336.0998 | 722.7566 | 2195.4559
7.3 |  |  | 2053.8287 | 3661.3593 | 2174.0504 | 5263.1862 | 1644.614 | 3336.0768 | 529.4364 | 2195.4559
7.3 |  |  | 2026.108 | 3661.3593 | 1985.054 | 5262.932 | 1558.4074 | 3335.5148 | 426.6466 | 2195.4559
7 |  |  | 2025.8265 | 3661.3593 | 2054.3509 | 5261.9083 | 1632.9969 | 3334.824 | 421.354 | 2195.4559
7 |  |  | 2062.6817 | 3661.3593 | 2214.4516 | 5260.8489 | 1700.3375 | 3334.66 | 514.1141 | 2195.4559
6.9 |  |  | 2274.0787 | 3661.3593 | 2713.2856 | 5260.0247 | 2110.7947 | 3334.409 | 602.491 | 2195.4559
7.4 |  |  | 2894.2046 | 3661.3593 | 3106.9881 | 5259.5182 | 2062.8382 | 3333.3668 | 1044.1499 | 2195.4559
7.4 |  |  | 3404.0861 | 3661.3593 | 4012.7645 | 5259.4361 | 2263.8464 | 3332.6386 | 1748.9181 | 2195.4559
7.9 |  |  | 3725.1374 | 3661.3593 | 4773.4125 | 5258.6643 | 2205.961 | 3331.0803 | 2567.4515 | 2195.4559
8.2 |  |  | 3710.2429 | 3661.3593 | 4920.4851 | 5258.1983 | 2136.3078 | 3330.7512 | 2784.1773 | 2195.4559
8.1 |  |  | 3674.2511 | 3661.3593 | 4782.4907 | 5257.3313 | 2018.2923 | 3330.4672 | 2764.1984 | 2195.4559
6.5 |  |  | 3614.2934 | 3661.3593 | 4623.9982 | 5257.1707 | 2181.0434 | 3330.283 | 2442.9548 | 2195.4559
6.3 |  |  | 3608.5565 | 3661.3593 | 4218.1708 | 5256.6534 | 2015.8561 | 3328.8082 | 2202.3148 | 2195.4559
7.2 |  |  | 3601.4646 | 3661.3593 | 4051.3586 | 5256.3631 | 2030.7547 | 3328.201 | 2020.6039 | 2195.4559
7.5 |  |  | 3592.1774 | 3661.3593 | 3730.6919 | 5256.1562 | 1810.5758 | 3327.8561 | 1920.1162 | 2195.4559
7.4 |  |  | 3503.1644 | 3661.3593 | 3979.7122 | 5256.1239 | 1995.9956 | 3327.7314 | 1983.7166 | 2195.4559
6.3 |  |  | 3404.33 | 3661.3593 | 4444.4464 | 5254.4064 | 2154.7291 | 3327.6761 | 2289.7173 | 2195.4559
5.7 |  |  | 3477.3127 | 3661.3593 | 4551.9115 | 5253.0334 | 2347.6414 | 3327.3551 | 2204.27 | 2195.4559
6.2 |  |  | 3551.1373 | 3661.3593 | 4339.7664 | 5251.5288 | 2202.4992 | 3326.6102 | 2137.2672 | 2195.4559
5.7 |  |  | 3480.2643 | 3661.3593 | 4380.2954 | 5251.198 | 2181.529 | 3326.5746 | 2198.7663 | 2195.4559
5.2 |  |  | 3241.6744 | 3661.3593 | 4231.9079 | 5251.1955 | 2349.2033 | 3326.1403 | 1882.7045 | 2195.4559
5.4 |  |  | 2894.7418 | 3661.3593 | 3468.8171 | 5251.1303 | 1868.4592 | 3326.0429 | 1600.3579 | 2195.4559
5.4 |  |  | 2498.9459 | 3661.3593 | 3108.4616 | 5250.9741 | 1889.0692 | 3325.9782 | 1219.3925 | 2195.4559
5.8 |  |  | 2293.0193 | 3661.3593 | 2863.9665 | 5248.3601 | 1803.5258 | 3325.7732 | 1060.4406 | 2195.4559
6.2 |  |  | 2117.635 | 3661.3593 | 2336.7819 | 5248.0947 | 1614.0252 | 3325.5133 | 722.7566 | 2195.4559
6.9 |  |  | 2053.8287 | 3661.3593 | 2116.9155 | 5247.9606 | 1587.4792 | 3325.4732 | 529.4364 | 2195.4559
7.1 |  |  | 2026.108 | 3661.3593 | 1951.5762 | 5247.7875 | 1524.9296 | 3325.3171 | 426.6466 | 2195.4559
7.4 |  |  | 2025.8265 | 3661.3593 | 1977.2542 | 5247.7369 | 1555.9001 | 3325.1944 | 421.354 | 2195.4559
7.8 |  |  | 2062.6817 | 3661.3593 | 2098.8194 | 5247.7273 | 1584.7053 | 3324.7581 | 514.1141 | 2195.4559
7.9 |  |  | 2274.0787 | 3661.3593 | 2566.0688 | 5247.0078 | 1963.5778 | 3324.0845 | 602.491 | 2195.4559
8 |  |  | 2894.2046 | 3661.3593 | 3021.2974 | 5246.8246 | 1977.1476 | 3323.892 | 1044.1499 | 2195.4559
8.3 |  |  | 3404.0861 | 3661.3593 | 3925.6372 | 5246.504 | 2176.7191 | 3323.8462 | 1748.9181 | 2195.4559
7.6 |  |  | 3725.1374 | 3661.3593 | 4796.4936 | 5246.3588 | 2229.0421 | 3323.7982 | 2567.4515 | 2195.4559
7.4 |  |  | 3710.2429 | 3661.3593 | 5025.4676 | 5245.4034 | 2241.2903 | 3322.7583 | 2784.1773 | 2195.4559
6.8 |  |  | 3674.2511 | 3661.3593 | 4938.4482 | 5245.2743 | 2174.2498 | 3321.9246 | 2764.1984 | 2195.4559
6.7 |  |  | 3614.2934 | 3661.3593 | 4631.6198 | 5244.6057 | 2188.665 | 3321.5042 | 2442.9548 | 2195.4559
5.9 |  |  | 3608.5565 | 3661.3593 | 4283.6669 | 5244.3919 | 2081.3522 | 3321.3936 | 2202.3148 | 2195.4559
6.5 |  |  | 3601.4646 | 3661.3593 | 4159.3444 | 5243.5094 | 2138.7404 | 3320.6325 | 2020.6039 | 2195.4559
5.8 |  |  | 3592.1774 | 3661.3593 | 3922.9019 | 5242.003 | 2002.7857 | 3320.5199 | 1920.1162 | 2195.4559
5.9 |  |  | 3503.1644 | 3661.3593 | 4184.9532 | 5241.5955 | 2201.2366 | 3320.4613 | 1983.7166 | 2195.4559
4.4 |  |  | 3404.33 | 3661.3593 | 4687.2908 | 5241.4596 | 2397.5735 | 3320.2616 | 2289.7173 | 2195.4559
3.3 |  |  | 3477.3127 | 3661.3593 | 4953.9142 | 5241.4035 | 2749.6441 | 3320.0267 | 2204.27 | 2195.4559
3.5 |  |  | 3551.1373 | 3661.3593 | 4661.1867 | 5241.1748 | 2523.9195 | 3319.7988 | 2137.2672 | 2195.4559
3 |  |  | 3480.2643 | 3661.3593 | 4714.4341 | 5240.2067 | 2515.6678 | 3319.7519 | 2198.7663 | 2195.4559
2.7 |  |  | 3241.6744 | 3661.3593 | 4662.4087 | 5239.8124 | 2779.7042 | 3319.6375 | 1882.7045 | 2195.4559
2.2 |  |  | 2894.7418 | 3661.3593 | 3863.008 | 5239.3583 | 2262.6501 | 3319.2522 | 1600.3579 | 2195.4559
1.8 |  |  | 2498.9459 | 3661.3593 | 3397.9609 | 5239.2688 | 2178.5684 | 3318.6631 | 1219.3925 | 2195.4559
1.9 |  |  | 2293.0193 | 3661.3593 | 3120.0338 | 5239.0587 | 2059.5932 | 3318.0581 | 1060.4406 | 2195.4559
1.5 |  |  | 2117.635 | 3661.3593 | 2728.2738 | 5237.537 | 2005.5172 | 3317.3971 | 722.7566 | 2195.4559
1.9 |  |  | 2053.8287 | 3661.3593 | 2496.2188 | 5237.4677 | 1966.7825 | 3316.4546 | 529.4364 | 2195.4559
1.4 |  |  | 2026.108 | 3661.3593 | 2507.9039 | 5236.7276 | 2081.2573 | 3315.6544 | 426.6466 | 2195.4559
1.5 |  |  | 2025.8265 | 3661.3593 | 2562.0746 | 5236.3618 | 2140.7206 | 3315.494 | 421.354 | 2195.4559
1 |  |  | 2062.6817 | 3661.3593 | 2957.2193 | 5236.2099 | 2443.1051 | 3315.4711 | 514.1141 | 2195.4559
0.2 |  |  | 2274.0787 | 3661.3593 | 3692.2308 | 5235.7971 | 3089.7398 | 3315.4653 | 602.491 | 2195.4559
0 |  |  | 2894.2046 | 3661.3593 | 4090.3948 | 5233.6245 | 3046.2449 | 3314.5751 | 1044.1499 | 2195.4559
0.8 |  |  | 3404.0861 | 3661.3593 | 4905.3899 | 5232.6289 | 3156.4718 | 3314.5448 | 1748.9181 | 2195.4559
0.2 |  |  | 3725.1374 | 3661.3593 | 5781.2417 | 5231.0954 | 3213.7902 | 3314.1623 | 2567.4515 | 2195.4559
0 |  |  | 3710.2429 | 3661.3593 | 6274.2351 | 5230.9285 | 3490.0578 | 3314.067 | 2784.1773 | 2195.4559
0.7 |  |  | 3674.2511 | 3661.3593 | 5951.681 | 5230.5806 | 3187.4826 | 3313.9702 | 2764.1984 | 2195.4559
1.2 |  |  | 3614.2934 | 3661.3593 | 5609.5862 | 5229.4017 | 3166.6314 | 3312.4662 | 2442.9548 | 2195.4559
1 |  |  | 3608.5565 | 3661.3593 | 5206.2695 | 5228.6967 | 3003.9547 | 3312.2661 | 2202.3148 | 2195.4559
1.7 |  |  | 3601.4646 | 3661.3593 | 5004.6966 | 5228.4846 | 2984.0927 | 3311.8728 | 2020.6039 | 2195.4559
1.3 |  |  | 3592.1774 | 3661.3593 | 4831.5084 | 5228.3592 | 2911.3922 | 3311.4436 | 1920.1162 | 2195.4559
1.4 |  |  | 3503.1644 | 3661.3593 | 5076.3876 | 5227.9089 | 3092.671 | 3310.7225 | 1983.7166 | 2195.4559
1.4 |  |  | 3404.33 | 3661.3593 | 5405.9517 | 5226.7273 | 3116.2344 | 3310.657 | 2289.7173 | 2195.4559
1.5 |  |  | 3477.3127 | 3661.3593 | 5420.7948 | 5226.5029 | 3216.5248 | 3310.4939 | 2204.27 | 2195.4559
0.4 |  |  | 3551.1373 | 3661.3593 | 5348.3854 | 5226.4382 | 3211.1182 | 3309.4805 | 2137.2672 | 2195.4559
-0.1 |  |  | 3480.2643 | 3661.3593 | 5278.3855 | 5226.309 | 3079.6192 | 3308.8412 | 2198.7663 | 2195.4559
-0.8 |  |  | 3241.6744 | 3661.3593 | 5161.8884 | 5225.5347 | 3279.1838 | 3308.158 | 1882.7045 | 2195.4559
-1 |  |  | 2894.7418 | 3661.3593 | 4243.8749 | 5224.0911 | 2643.517 | 3308.1475 | 1600.3579 | 2195.4559
-1.6 |  |  | 2498.9459 | 3661.3593 | 4005.2902 | 5224.0139 | 2785.8977 | 3307.4418 | 1219.3925 | 2195.4559
-1.5 |  |  | 2293.0193 | 3661.3593 | 3746.4014 | 5222.9211 | 2685.9608 | 3306.1065 | 1060.4406 | 2195.4559
-2.7 |  |  | 2117.635 | 3661.3593 | 3399.769 | 5222.0317 | 2677.0124 | 3305.9664 | 722.7566 | 2195.4559
-3 |  |  | 2053.8287 | 3661.3593 | 3187.9536 | 5221.2598 | 2658.5172 | 3305.7343 | 529.4364 | 2195.4559
-3 |  |  | 2026.108 | 3661.3593 | 3215.2797 | 5220.1117 | 2788.6331 | 3304.8776 | 426.6466 | 2195.4559
-3.3 |  |  | 2025.8265 | 3661.3593 | 3354.3831 | 5219.7111 | 2933.0291 | 3304.6502 | 421.354 | 2195.4559
-3.1 |  |  | 2062.6817 | 3661.3593 | 3835.6184 | 5218.9554 | 3321.5042 | 3304.6351 | 514.1141 | 2195.4559
-3.2 |  |  | 2274.0787 | 3661.3593 | 4432.8113 | 5218.9276 | 3830.3203 | 3304.6333 | 602.491 | 2195.4559
-2.6 |  |  | 2894.2046 | 3661.3593 | 4843.4852 | 5218.044 | 3799.3353 | 3304.4679 | 1044.1499 | 2195.4559
-1.8 |  |  | 3404.0861 | 3661.3593 | 5608.4318 | 5216.956 | 3859.5137 | 3304.2575 | 1748.9181 | 2194.0075
-0.8 |  |  | 3725.1374 | 3661.3593 | 6303.8724 | 5216.5626 | 3736.4209 | 3304.1328 | 2567.4515 | 2194.0075
1.3 |  |  | 3710.2429 | 3661.3593 | 6505.1605 | 5216.4718 | 3720.9832 | 3303.1626 | 2784.1773 | 2194.0075
2.2 |  |  | 3674.2511 | 3661.3593 | 6133.3449 | 5216.4236 | 3369.1464 | 3303.1613 | 2764.1984 | 2194.0075
1.4 |  |  | 3614.2934 | 3661.3593 | 5892.2748 | 5215.7573 | 3449.32 | 3302.2298 | 2442.9548 | 2194.0075
2.3 |  |  | 3608.5565 | 3661.3593 | 5259.5182 | 5215.1263 | 3057.2035 | 3301.3762 | 2202.3148 | 2194.0075
2.1 |  |  | 3601.4646 | 3661.3593 | 5042.2268 | 5214.7672 | 3021.6229 | 3301.1901 | 2020.6039 | 2194.0075
2.6 |  |  | 3592.1774 | 3661.3593 | 4883.2402 | 5214.255 | 2963.124 | 3300.3747 | 1920.1162 | 2194.0075
2.4 |  |  | 3503.1644 | 3661.3593 | 5119.4549 | 5211.8405 | 3135.7383 | 3300.2161 | 1983.7166 | 2194.0075
1.8 |  |  | 3404.33 | 3661.3593 | 5519.4074 | 5211.3892 | 3229.6901 | 3299.5327 | 2289.7173 | 2194.0075
2.3 |  |  | 3477.3127 | 3661.3593 | 5361.2985 | 5210.6536 | 3157.0284 | 3299.0305 | 2204.27 | 2194.0075
1 |  |  | 3551.1373 | 3661.3593 | 5418.6074 | 5210.3314 | 3281.3402 | 3299.0225 | 2137.2672 | 2194.0075
0 |  |  | 3480.2643 | 3661.3593 | 5336.0391 | 5209.6142 | 3137.2727 | 3299.0132 | 2198.7663 | 2194.0075
-1.5 |  |  | 3241.6744 | 3661.3593 | 5250.9741 | 5209.3068 | 3368.2696 | 3298.7972 | 1882.7045 | 2194.0075
-1.8 |  |  | 2894.7418 | 3661.1294 | 4338.9555 | 5207.9673 | 2738.5977 | 3298.7738 | 1600.3579 | 2194.0075
-1.9 |  |  | 2498.9459 | 3661.1294 | 4119.2855 | 5207.6928 | 2899.893 | 3298.345 | 1219.3925 | 2194.0075
-1.9 |  |  | 2293.0193 | 3661.1294 | 3866.4106 | 5207.0172 | 2805.9699 | 3297.6325 | 1060.4406 | 2194.0075
-2.5 |  |  | 2117.635 | 3661.1294 | 3460.2077 | 5206.9467 | 2737.4511 | 3297.3428 | 722.7566 | 2194.0075
-3.4 |  |  | 2053.8287 | 3661.1294 | 3269.0738 | 5206.2695 | 2739.6374 | 3297.2532 | 529.4364 | 2194.0075
-3.4 |  |  | 2026.108 | 3661.1294 | 3284.624 | 5205.7269 | 2857.9774 | 3297.1915 | 426.6466 | 2194.0075
-3.8 |  |  | 2025.8265 | 3661.1294 | 3420.2338 | 5205.6442 | 2998.8798 | 3296.1769 | 421.354 | 2194.0075
-3.6 |  |  | 2062.6817 | 3661.1294 | 3900.7412 | 5205.3114 | 3386.627 | 3295.686 | 514.1141 | 2194.0075
-5.5 |  |  | 2274.0787 | 3661.1294 | 4723.2603 | 5205.2395 | 4120.7693 | 3295.4911 | 602.491 | 2194.0075
-4.3 |  |  | 2894.2046 | 3661.1294 | 5006.5646 | 5205.0755 | 3962.4147 | 3294.667 | 1044.1499 | 2194.0075
-1.5 |  |  | 3404.0861 | 3661.1294 | 5583.3924 | 5205.0568 | 3834.4743 | 3293.5127 | 1748.9181 | 2194.0075
-1 |  |  | 3725.1374 | 3661.1294 | 6313.5822 | 5203.6155 | 3746.1307 | 3292.5228 | 2567.4515 | 2194.0075
0.1 |  |  | 3710.2429 | 3661.1294 | 6645.8719 | 5203.1645 | 3861.6947 | 3292.4446 | 2784.1773 | 2194.0075
0.8 |  |  | 3674.2511 | 3661.1294 | 6287.6923 | 5202.5426 | 3523.4939 | 3292.36 | 2764.1984 | 2194.0075
1.9 |  |  | 3614.2934 | 3661.1294 | 5859.6229 | 5202.1437 | 3416.6681 | 3292.0547 | 2442.9548 | 2194.0075
2.8 |  |  | 3608.5565 | 3661.1294 | 5215.1263 | 5202.0733 | 3012.8116 | 3291.9429 | 2202.3148 | 2194.0075
3.2 |  |  | 3601.4646 | 3661.1294 | 4894.6216 | 5201.7853 | 2874.0177 | 3291.6367 | 2020.6039 | 2194.0075
3.6 |  |  | 3592.1774 | 3661.1294 | 4788.237 | 5201.7544 | 2868.1208 | 3291.3881 | 1920.1162 | 2194.0075
3.2 |  |  | 3503.1644 | 3661.1294 | 5042.5454 | 5201.3709 | 3058.8288 | 3291.151 | 1983.7166 | 2194.0075
3.3 |  |  | 3404.33 | 3661.1294 | 5374.2252 | 5200.3321 | 3084.5079 | 3290.8261 | 2289.7173 | 2194.0075
3 |  |  | 3477.3127 | 3661.1294 | 5256.3631 | 5200.0973 | 3052.0931 | 3290.5285 | 2204.27 | 2194.0075
2.7 |  |  | 3551.1373 | 3661.1294 | 5261.9083 | 5199.9259 | 3124.6411 | 3290.3959 | 2137.2672 | 2194.0075
1.9 |  |  | 3480.2643 | 3661.1294 | 5129.9733 | 5199.1067 | 2931.207 | 3290.1905 | 2198.7663 | 2194.0075
0.7 |  |  | 3241.6744 | 3661.1294 | 4852.4788 | 5198.6769 | 2969.7743 | 3290.0264 | 1882.7045 | 2194.0075
0.2 |  |  | 2894.7418 | 3661.1294 | 4091.2644 | 5198.5937 | 2490.9065 | 3289.9654 | 1600.3579 | 2194.0075
0.6 |  |  | 2498.9459 | 3661.1294 | 3952.17 | 5198.381 | 2732.7775 | 3288.6764 | 1219.3925 | 2194.0075
0.2 |  |  | 2295.8953 | 3661.1294 | 3746.3057 | 5197.6808 | 2687.6084 | 3287.8699 | 1058.6973 | 2194.0075
0.3 |  |  | 2120.1913 | 3661.1294 | 3243.4749 | 5197.366 | 2523.0165 | 3287.6853 | 720.4584 | 2194.0075
-0.2 |  |  | 2055.7505 | 3661.1294 | 3046.1645 | 5196.9537 | 2518.7854 | 3287.6287 | 527.379 | 2194.0075
-0.7 |  |  | 2025.9469 | 3661.1294 | 3017.4721 | 5196.7082 | 2592.5735 | 3287.2847 | 424.8986 | 2194.0075
-0.5 |  |  | 2022.753 | 3661.1294 | 3100.2583 | 5196.1365 | 2681.5572 | 3286.761 | 418.7012 | 2194.0075
-1.1 |  |  | 2054.0047 | 3661.1294 | 3550.6779 | 5195.8824 | 3038.3452 | 3284.9743 | 512.3326 | 2194.0075
-2.5 |  |  | 2244.4241 | 3661.1294 | 4257.5243 | 5195.0112 | 3658.3571 | 3284.8966 | 599.1672 | 2194.0075
-0.2 |  |  | 2834.5084 | 3661.1294 | 4447.8137 | 5194.8915 | 3408.74 | 3284.6529 | 1039.0737 | 2194.0075
0.2 |  |  | 3338.4459 | 3661.1294 | 5246.8246 | 5194.8531 | 3504.3509 | 3284.4285 | 1742.4737 | 2194.0075
1.2 |  |  | 3669.3784 | 3661.1294 | 5937.9831 | 5193.3483 | 3377.126 | 3284.3422 | 2560.857 | 2194.0075
2.8 |  |  | 3659.8073 | 3661.1294 | 6134.6967 | 5192.3602 | 3356.8853 | 3283.6153 | 2777.8114 | 2194.0075
4 |  |  | 3627.1998 | 3661.1294 | 5757.5023 | 5192.0124 | 2999.3784 | 3283.2177 | 2758.1239 | 2194.0075
5.4 |  |  | 3568.8474 | 3661.1294 | 5284.2077 | 5191.7232 | 2847.6919 | 3283.0319 | 2436.5158 | 2194.0075
6 |  |  | 3564.3074 | 3661.1294 | 4652.0032 | 5191.6666 | 2456.5474 | 3282.0626 | 2195.4559 | 2194.0075
5.4 |  |  | 3553.2846 | 3661.1294 | 4488.827 | 5191.5753 | 2475.0516 | 3281.7035 | 2013.7755 | 2194.0075
6.2 |  |  | 3537.8779 | 3661.1294 | 4283.01 | 5190.3106 | 2369.3379 | 3281.3402 | 1913.6721 | 2194.0075
6.8 |  |  | 3453.2712 | 3661.1294 | 4427.3375 | 5190.0408 | 2450.3902 | 3281.0607 | 1976.9473 | 2194.0075
6.7 |  |  | 3365.1483 | 3661.1294 | 4794.5143 | 5188.6215 | 2512.2455 | 3280.5237 | 2282.2688 | 2194.0075
6 |  |  | 3437.1634 | 3661.1294 | 4663.4396 | 5188.3743 | 2466.2188 | 3280.4535 | 2197.2207 | 2194.0075
6.1 |  |  | 3507.7704 | 3661.1294 | 4697.3888 | 5184.5814 | 2568.0349 | 3279.3408 | 2129.3539 | 2194.0075
6.6 |  |  | 3444.2075 | 3661.1294 | 4472.5829 | 5184.2568 | 2281.9775 | 3279.1838 | 2190.6053 | 2194.0075
6.5 |  |  | 3219.1368 | 3661.1294 | 3868.049 | 5184.05 | 1991.4188 | 3278.8741 | 1876.6302 | 2194.0075
6.4 |  |  | 2883.0635 | 3661.1294 | 3327.5788 | 5184.0194 | 1729.5812 | 3278.7912 | 1597.9976 | 2194.0075
6.2 |  |  | 2493.44 | 3661.1294 | 3357.2818 | 5182.8644 | 2139.0327 | 3278.7781 | 1218.2492 | 2194.0075
5.7 |  |  | 2292.4182 | 3661.1294 | 3197.8898 | 5182.2565 | 2139.1925 | 3278.6518 | 1058.6973 | 2194.0075
5.4 |  |  | 2118.2443 | 3661.1294 | 2634.5716 | 5181.9354 | 1914.1132 | 3278.6357 | 720.4584 | 2194.0075
5 |  |  | 2053.5733 | 3661.1294 | 2460.222 | 5181.7478 | 1932.843 | 3278.5222 | 527.379 | 2194.0075
4.9 |  |  | 2024.7974 | 3661.1294 | 2309.2165 | 5181.6547 | 1884.3179 | 3278.2661 | 424.8986 | 2194.0075
5.1 |  |  | 2020.7613 | 3661.1294 | 2353.0429 | 5181.6486 | 1934.3417 | 3278.2639 | 418.7012 | 2194.0075
5.3 |  |  | 2050.949 | 3661.1294 | 2538.8622 | 5181.4864 | 2026.5296 | 3278.2487 | 512.3326 | 2194.0075
5 |  |  | 2237.9654 | 3661.1294 | 3038.3696 | 5180.5492 | 2439.2024 | 3278.0452 | 599.1672 | 2194.0075
5.6 |  |  | 2823.1839 | 3661.1294 | 3413.1823 | 5179.7512 | 2374.1086 | 3277.6536 | 1039.0737 | 2194.0075
6.2 |  |  | 3309.8527 | 3661.1294 | 4238.1613 | 5179.3109 | 2495.6876 | 3277.5001 | 1742.4737 | 2194.0075
6.1 |  |  | 3614.9131 | 3661.1294 | 5028.9624 | 5179.1958 | 2468.1053 | 3277.2133 | 2560.857 | 2194.0075
6.5 |  |  | 3587.1845 | 3661.1294 | 5209.3068 | 5178.9476 | 2431.4955 | 3276.9533 | 2777.8114 | 2194.0075
6.6 |  |  | 3552.4136 | 3661.1294 | 5021.0746 | 5178.675 | 2262.9507 | 3276.8588 | 2758.1239 | 2194.0075
5.6 |  |  | 3493.2744 | 3661.1294 | 4802.3927 | 5178.6749 | 2365.8769 | 3276.7851 | 2436.5158 | 2194.0075
4.9 |  |  | 3489.3273 | 3661.1294 | 4446.4462 | 5178.3215 | 2250.9904 | 3276.4707 | 2195.4559 | 2194.0075
4.6 |  |  | 3485.0637 | 3661.1294 | 4438.1087 | 5177.9563 | 2424.3332 | 3276.2423 | 2013.7755 | 2194.0075
4.5 |  |  | 3477.9955 | 3661.1294 | 4122.2908 | 5177.0152 | 2208.6187 | 3276.1192 | 1913.6721 | 2194.0075
5.1 |  |  | 3400.0023 | 3661.1294 | 4325.5826 | 5176.7622 | 2348.6354 | 3276.0096 | 1976.9473 | 2194.0075
5.7 |  |  | 3316.6497 | 3661.1294 | 4601.9488 | 5173.406 | 2319.68 | 3274.6484 | 2282.2688 | 2194.0075
5 |  |  | 3400.2408 | 3661.1294 | 4697.7851 | 5172.9342 | 2500.5643 | 3274.2215 | 2197.2207 | 2194.0075
4.8 |  |  | 3483.3618 | 3661.1294 | 4573.1683 | 5172.2298 | 2443.8144 | 3273.5689 | 2129.3539 | 2194.0075
5.1 |  |  | 3429.0344 | 3661.1294 | 4503.2003 | 5172.0577 | 2312.5949 | 3273.0316 | 2190.6053 | 2194.0075
3.5 |  |  | 3209.8467 | 3661.1294 | 4489.1342 | 5171.0399 | 2612.504 | 3272.9424 | 1876.6302 | 2194.0075
4.5 |  |  | 2876.6025 | 3661.1294 | 3573.0557 | 5171.0042 | 1975.0581 | 3272.9348 | 1597.9976 | 2194.0075
4.8 |  |  | 2488.8166 | 3661.1294 | 3274.973 | 5171.0009 | 2056.7238 | 3272.8401 | 1218.2492 | 2194.0075
5.6 |  |  | 2293.0193 | 3661.1294 | 3028.7233 | 5170.9483 | 1968.2827 | 3270.7587 | 1060.4406 | 2194.0075
5.7 |  |  | 2117.635 | 3661.1294 | 2490.5147 | 5170.647 | 1767.7581 | 3270.3893 | 722.7566 | 2194.0075
5.3 |  |  | 2053.8287 | 3661.1294 | 2326.3712 | 5170.5062 | 1796.9348 | 3269.8055 | 529.4364 | 2194.0075
5 |  |  | 2026.108 | 3661.1294 | 2218.5042 | 5170.3302 | 1791.8576 | 3268.9382 | 426.6466 | 2194.0075
5.2 |  |  | 2025.8265 | 3661.1294 | 2264.045 | 5169.977 | 1842.691 | 3268.5793 | 421.354 | 2194.0075
4.5 |  |  | 2062.6817 | 3661.1294 | 2558.5387 | 5169.1418 | 2044.4245 | 3268.2682 | 514.1141 | 2194.0075
4.5 |  |  | 2274.0787 | 3661.1294 | 3092.3565 | 5168.8536 | 2489.8655 | 3268.2297 | 602.491 | 2194.0075
4.7 |  |  | 2894.2046 | 3661.1294 | 3511.2857 | 5168.67 | 2467.1358 | 3266.9301 | 1044.1499 | 2194.0075
4.6 |  |  | 3404.0861 | 3661.1294 | 4419.9301 | 5168.4981 | 2671.012 | 3266.7969 | 1748.9181 | 2194.0075
5.6 |  |  | 3725.1374 | 3661.1294 | 5150.0311 | 5168.0636 | 2582.5796 | 3266.5634 | 2567.4515 | 2194.0075
6.2 |  |  | 3710.2429 | 3661.1294 | 5344.3881 | 5167.741 | 2560.2109 | 3266.4218 | 2784.1773 | 2194.0075
6.4 |  |  | 3674.2511 | 3661.1294 | 5148.4847 | 5167.5441 | 2384.2863 | 3266.2361 | 2764.1984 | 2194.0075
7 |  |  | 3614.2934 | 3661.1294 | 4767.1882 | 5166.3001 | 2324.2334 | 3265.2174 | 2442.9548 | 2194.0075
7.6 |  |  | 3608.5565 | 3661.1294 | 4205.2401 | 5165.9493 | 2002.9254 | 3265.0695 | 2202.3148 | 2194.0075
7.4 |  |  | 3601.4646 | 3661.1294 | 4083.9553 | 5165.4945 | 2063.3514 | 3265.0619 | 2020.6039 | 2194.0075
7.6 |  |  | 3592.1774 | 3661.1294 | 3823.7496 | 5165.4565 | 1903.6334 | 3265.0028 | 1920.1162 | 2194.0075
8.3 |  |  | 3503.1644 | 3661.1294 | 3985.3176 | 5165.3553 | 2001.601 | 3263.6499 | 1983.7166 | 2194.0075
7.4 |  |  | 3404.33 | 3661.1294 | 4440.3621 | 5165.26 | 2150.6448 | 3260.4634 | 2289.7173 | 2194.0075
7 |  |  | 3477.3127 | 3661.1294 | 4394.3603 | 5164.7551 | 2190.0902 | 3260.1092 | 2204.27 | 2194.0075
6.4 |  |  | 3551.1373 | 3661.1294 | 4416.1309 | 5162.8236 | 2278.8637 | 3259.9013 | 2137.2672 | 2194.0075
5.6 |  |  | 3480.2643 | 3661.1294 | 4445.5222 | 5162.183 | 2246.7559 | 3259.4523 | 2198.7663 | 2194.0075
5 |  |  | 3241.6744 | 3661.1294 | 4238.7249 | 5162.0866 | 2356.0204 | 3259.4355 | 1882.7045 | 2194.0075
5 |  |  | 2894.7418 | 3661.1294 | 3515.255 | 5161.8884 | 1914.8971 | 3259.1873 | 1600.3579 | 2194.0075
4.9 |  |  | 2498.9459 | 3661.1294 | 3212.018 | 5161.6045 | 1992.6255 | 3259.1809 | 1219.3925 | 2194.0075
4.4 |  |  | 2185.5818 | 3661.1294 | 2846.6795 | 5161.5333 | 1966.1633 | 3259.109 | 880.5162 | 2194.0075
4.4 |  |  | 2060.7678 | 3661.1294 | 2465.5015 | 5160.6648 | 1882.4442 | 3258.2061 | 583.0573 | 2194.0075
3.8 |  |  | 2041.5737 | 3661.1294 | 2402.5343 | 5160.5788 | 1934.7739 | 3257.6253 | 467.7603 | 2194.0075
2.9 |  |  | 2038.8368 | 3661.1294 | 2452.2207 | 5159.8591 | 2043.0815 | 3257.2761 | 409.1392 | 2194.0075
3.1 |  |  | 2062.4648 | 3661.1294 | 2648.3855 | 5159.3038 | 2140.6574 | 3257.2691 | 507.7281 | 2194.0075
2.4 |  |  | 2169.7514 | 3661.1294 | 3306.956 | 5156.1266 | 2401.2532 | 3256.5212 | 905.7029 | 2194.0075
3.2 |  |  | 2599.8422 | 3661.1294 | 4932.2295 | 5155.0548 | 3104.9669 | 3256.4469 | 1827.2627 | 2194.0075
3.5 |  |  | 3310.3489 | 3661.1294 | 5949.8036 | 5154.8262 | 3241.5753 | 3255.9709 | 2708.2283 | 2194.0075
4.2 |  |  | 3687.5442 | 3661.1294 | 5368.2216 | 5154.3879 | 3174.2141 | 3255.8396 | 2194.0075 | 2194.0075
4.4 |  |  | 3748.1888 | 3661.1294 | 4840.8684 | 5153.9898 | 2891.4764 | 3255.4143 | 1949.3919 | 2194.0075
5.7 |  |  | 3687.3062 | 3661.1294 | 4643.4341 | 5150.4815 | 2701.3597 | 3255.0813 | 1942.0744 | 2194.0075
6.4 |  |  | 3661.3593 | 3661.1294 | 4315.6258 | 5150.0311 | 2574.6719 | 3253.0038 | 1740.9539 | 2194.0075
6.8 |  |  | 3617.0154 | 3661.1294 | 4083.8416 | 5149.7573 | 2428.7909 | 3252.9749 | 1655.0507 | 2194.0075
7.2 |  |  | 3579.9493 | 3661.1294 | 3959.2175 | 5149.4614 | 2348.9975 | 3252.8172 | 1610.22 | 2194.0075
8.2 |  |  | 3685.9794 | 3661.1294 | 3913.8358 | 5148.635 | 2203.4814 | 3252.1089 | 1710.3543 | 2194.0075
8.1 |  |  | 3789.8597 | 3661.1294 | 4037.0736 | 5148.4847 | 2286.1174 | 3251.5958 | 1750.9562 | 2194.0075
8.6 |  |  | 3772.3855 | 3661.1294 | 4483.2867 | 5147.1817 | 2389.2969 | 3250.8354 | 2093.9898 | 2194.0075
8.9 |  |  | 3597.6711 | 3661.1294 | 4910.5174 | 5147.049 | 2437.5415 | 3250.534 | 2472.9759 | 2194.0075
8.7 |  |  | 3603.9699 | 3661.1294 | 4829.8839 | 5146.9844 | 2367.6249 | 3250.5339 | 2462.259 | 2194.0075
7.1 |  |  | 3680.7226 | 3661.1294 | 4869.9602 | 5146.167 | 2492.4413 | 3250.5091 | 2377.519 | 2194.0075
6.4 |  |  | 3661.1294 | 3661.1294 | 5003.0182 | 5144.691 | 2650.2391 | 3249.8989 | 2352.7791 | 2194.0075
5.5 |  |  | 3450.372 | 3661.1294 | 4597.9018 | 5143.2061 | 2662.2655 | 3249.5771 | 1935.6363 | 2194.0075
5 |  |  | 3082.1997 | 3661.1294 | 4203.7656 | 5142.4907 | 2417.5386 | 3249.5318 | 1786.227 | 2194.0075
3.3 |  |  | 2607.7078 | 3661.1294 | 3929.9959 | 5142.0832 | 2475.0583 | 3249.4021 | 1454.9376 | 2194.0075
2.9 |  |  | 2185.5818 | 3661.1294 | 2990.7632 | 5141.8476 | 2110.247 | 3248.4845 | 880.5162 | 2194.0075
2.6 |  |  | 2060.7678 | 3661.1294 | 2642.1696 | 5141.183 | 2059.1123 | 3246.5755 | 583.0573 | 2194.0075
1.6 |  |  | 2041.5737 | 3661.1294 | 2591.5032 | 5140.8084 | 2123.7429 | 3246.243 | 467.7603 | 2194.0075
1.7 |  |  | 2038.8368 | 3659.8073 | 2577.087 | 5139.4381 | 2167.9479 | 3245.518 | 409.1392 | 2194.0075
1.9 |  |  | 2062.4648 | 3658.1538 | 2776.7717 | 5138.9565 | 2269.0437 | 3244.3075 | 507.7281 | 2194.0075
1.9 |  |  | 2169.7514 | 3657.7394 | 3394.7192 | 5138.0809 | 2489.0163 | 3243.9711 | 905.7029 | 2194.0075
2.9 |  |  | 2599.8422 | 3657.3479 | 4995.59 | 5137.7566 | 3168.3274 | 3243.0387 | 1827.2627 | 2194.0075
1.1 |  |  | 3310.3489 | 3654.7492 | 6236.8051 | 5137.6591 | 3528.5767 | 3242.8939 | 2708.2283 | 2194.0075
4 |  |  | 3687.5442 | 3654.2542 | 5435.0606 | 5137.1078 | 3241.0531 | 3242.8785 | 2194.0075 | 2194.0075
6 |  |  | 3748.1888 | 3653.4631 | 4677.0461 | 5136.7064 | 2727.6542 | 3242.197 | 1949.3919 | 2194.0075
7.2 |  |  | 3687.3062 | 3653.4631 | 4467.8699 | 5136.1763 | 2525.7955 | 3242.0998 | 1942.0744 | 2194.0075
8.5 |  |  | 3661.3593 | 3652.5583 | 4075.0151 | 5135.8175 | 2334.0612 | 3241.6122 | 1740.9539 | 2194.0075
8.8 |  |  | 3617.0154 | 3652.5583 | 3881.4708 | 5135.2079 | 2226.4201 | 3241.5753 | 1655.0507 | 2194.0075
9.3 |  |  | 3579.9493 | 3648.8219 | 3751.4285 | 5134.8331 | 2141.2085 | 3241.444 | 1610.22 | 2194.0075
9.4 |  |  | 3685.9794 | 3648.6525 | 3798.0525 | 5132.7761 | 2087.6982 | 3241.0531 | 1710.3543 | 2194.0075
9.2 |  |  | 3789.8597 | 3646.8597 | 3921.5356 | 5132.567 | 2170.5794 | 3240.2105 | 1750.9562 | 2194.0075
9.4 |  |  | 3772.3855 | 3644.5908 | 4400.6033 | 5132.327 | 2306.6134 | 3240.0043 | 2093.9898 | 2194.0075
8.9 |  |  | 3597.6711 | 3642.7798 | 4903.4254 | 5131.5687 | 2430.4495 | 3239.9703 | 2472.9759 | 2194.0075
8.4 |  |  | 3603.9699 | 3642.0713 | 4858.0956 | 5129.9733 | 2395.8366 | 3239.8611 | 2462.259 | 2194.0075
7.7 |  |  | 3680.7226 | 3641.2933 | 4802.8959 | 5129.6994 | 2425.3769 | 3239.5742 | 2377.519 | 2194.0075
6.6 |  |  | 3661.1294 | 3640.1813 | 4983.8559 | 5129.6894 | 2631.0768 | 3239.412 | 2352.7791 | 2194.0075
5.7 |  |  | 3450.372 | 3640.1813 | 4582.1438 | 5129.6863 | 2646.5075 | 3237.4571 | 1935.6363 | 2194.0075
5.4 |  |  | 3082.1997 | 3639.8675 | 4170.3335 | 5129.104 | 2384.1065 | 3236.0801 | 1786.227 | 2194.0075
5.6 |  |  | 2607.7078 | 3638.7694 | 3717.3757 | 5128.8224 | 2262.4381 | 3235.7893 | 1454.9376 | 2194.0075
5.8 |  |  | 2185.5818 | 3636.973 | 2756.0699 | 5127.9202 | 1875.5537 | 3235.1533 | 880.5162 | 2194.0075
4.4 |  |  | 2060.7678 | 3636.8724 | 2460.0044 | 5127.6374 | 1876.9471 | 3234.9628 | 583.0573 | 2194.0075
3.6 |  |  | 2041.5737 | 3632.8754 | 2392.8764 | 5127.5436 | 1925.116 | 3233.9228 | 467.7603 | 2194.0075
2 |  |  | 2038.8368 | 3631.3496 | 2475.6009 | 5127.1873 | 2066.4617 | 3233.005 | 409.1392 | 2194.0075
3.5 |  |  | 2062.4648 | 3631.3496 | 2571.3304 | 5126.7913 | 2063.6023 | 3232.8984 | 507.7281 | 2194.0075
1.5 |  |  | 2169.7514 | 3631.1636 | 3330.3598 | 5126.5291 | 2424.6569 | 3232.2903 | 905.7029 | 2194.0075
2 |  |  | 2599.8422 | 3629.7009 | 5008.3737 | 5125.7953 | 3181.1111 | 3232.1689 | 1827.2627 | 2194.0075
3.3 |  |  | 3310.3489 | 3629.7009 | 5883.187 | 5125.2992 | 3174.9587 | 3231.3316 | 2708.2283 | 2194.0075
4.6 |  |  | 3687.5442 | 3629.3793 | 5230.5806 | 5124.9851 | 3036.5732 | 3231.0606 | 2194.0075 | 2194.0075
4.1 |  |  | 3748.1888 | 3628.3324 | 4800.8506 | 5123.0804 | 2851.4587 | 3231.0148 | 1949.3919 | 2194.0075
6.4 |  |  | 3687.3062 | 3628.1122 | 4491.2261 | 5122.6661 | 2549.1518 | 3230.4418 | 1942.0744 | 2194.0075
7.8 |  |  | 3661.3593 | 3627.3875 | 4079.5695 | 5122.4291 | 2338.6156 | 3229.6901 | 1740.9539 | 2194.0075
8.8 |  |  | 3617.0154 | 3627.2203 | 3845.0957 | 5122.3268 | 2190.045 | 3228.9296 | 1655.0507 | 2194.0075
8.5 |  |  | 3579.9493 | 3627.1998 | 3739.0516 | 5121.1693 | 2128.8316 | 3228.9219 | 1610.22 | 2194.0075
8.9 |  |  | 3685.9794 | 3626.7072 | 3823.9879 | 5120.887 | 2113.6336 | 3227.4742 | 1710.3543 | 2194.0075
9.3 |  |  | 3789.8597 | 3626.0529 | 3896.7279 | 5120.6261 | 2145.7717 | 3226.5472 | 1750.9562 | 2194.0075
9.1 |  |  | 3772.3855 | 3625.2416 | 4410.7558 | 5120.5887 | 2316.766 | 3226.5458 | 2093.9898 | 2194.0075
8.6 |  |  | 3597.6711 | 3622.8244 | 4911.2027 | 5119.913 | 2438.2268 | 3225.7659 | 2472.9759 | 2194.0075
7.9 |  |  | 3603.9699 | 3622.3871 | 4883.9042 | 5119.6662 | 2421.6452 | 3225.2912 | 2462.259 | 2194.0075
6.8 |  |  | 3680.7226 | 3622.3831 | 4877.4734 | 5119.4549 | 2499.9544 | 3225.0401 | 2377.519 | 2194.0075
5.7 |  |  | 3661.1294 | 3620.628 | 5044.6504 | 5119.2792 | 2691.8713 | 3225.0229 | 2352.7791 | 2194.0075
5.1 |  |  | 3450.372 | 3619.6917 | 4611.0641 | 5118.8348 | 2675.4277 | 3224.9425 | 1935.6363 | 2194.0075
4.9 |  |  | 3082.1997 | 3619.408 | 4197.8361 | 5118.73 | 2411.6092 | 3223.3955 | 1786.227 | 2194.0075
4.2 |  |  | 2607.7078 | 3619.408 | 3836.9822 | 5117.1941 | 2382.0446 | 3223.3886 | 1454.9376 | 2194.0075
3.8 |  |  | 2185.5818 | 3619.408 | 2912.8647 | 5117.068 | 2032.3485 | 3222.7935 | 880.5162 | 2194.0075
3.6 |  |  | 2060.7678 | 3619.408 | 2548.2089 | 5116.2785 | 1965.1516 | 3222.7223 | 583.0573 | 2194.0075
3 |  |  | 2041.5737 | 3619.408 | 2474.8857 | 5115.9852 | 2007.1253 | 3221.9236 | 467.7603 | 2194.0075
2.1 |  |  | 2038.8368 | 3619.408 | 2515.6366 | 5115.335 | 2106.4974 | 3221.7914 | 409.1392 | 2194.0075
2.6 |  |  | 2062.4648 | 3619.408 | 2690.8571 | 5114.8444 | 2183.129 | 3221.5604 | 507.7281 | 2194.0075
2.4 |  |  | 2169.7514 | 3619.408 | 3300.6677 | 5114.204 | 2394.9648 | 3220.1086 | 905.7029 | 2194.0075
2.1 |  |  | 2599.8422 | 3619.408 | 5040.6782 | 5114.0992 | 3213.4155 | 3219.5897 | 1827.2627 | 2194.0075
2.9 |  |  | 3310.3489 | 3619.408 | 5991.8436 | 5113.3953 | 3283.6153 | 3219.4897 | 2708.2283 | 2194.0075
4.5 |  |  | 3687.5442 | 3619.408 | 5317.7823 | 5112.1356 | 3123.7749 | 3218.9949 | 2194.0075 | 2194.0075
5.9 |  |  | 3748.1888 | 3619.408 | 4633.1676 | 5112.0761 | 2683.7757 | 3218.7782 | 1949.3919 | 2194.0075
7 |  |  | 3687.3062 | 3619.408 | 4448.6787 | 5111.9041 | 2506.6043 | 3217.5174 | 1942.0744 | 2194.0075
7.8 |  |  | 3661.3593 | 3617.7886 | 4106.5969 | 5111.0997 | 2365.643 | 3217.0816 | 1740.9539 | 2194.0075
8.1 |  |  | 3617.0154 | 3617.0154 | 3920.4572 | 5110.3428 | 2265.4065 | 3216.5248 | 1655.0507 | 2194.0075
9.1 |  |  | 3579.9493 | 3617.0154 | 3755.1402 | 5109.2232 | 2144.9202 | 3216.4083 | 1610.22 | 2194.0075
9.4 |  |  | 3685.9794 | 3617.0154 | 3789.8243 | 5108.7991 | 2079.4699 | 3216.336 | 1710.3543 | 2194.0075
9.2 |  |  | 3789.8597 | 3617.0154 | 3916.4698 | 5107.9969 | 2165.5136 | 3215.8616 | 1750.9562 | 2194.0075
9.1 |  |  | 3772.3855 | 3617.0154 | 4423.0316 | 5107.8405 | 2329.0418 | 3214.9846 | 2093.9898 | 2194.0075
8.4 |  |  | 3597.6711 | 3617.0154 | 4904.0073 | 5107.2139 | 2431.0314 | 3214.9787 | 2472.9759 | 2194.0075
7.7 |  |  | 3603.9699 | 3617.0154 | 4925.3139 | 5105.8563 | 2463.0549 | 3214.8958 | 2462.259 | 2194.0075
6.6 |  |  | 3680.7226 | 3617.0154 | 4914.4409 | 5105.7848 | 2536.9219 | 3214.0235 | 2377.519 | 2194.0075
5.9 |  |  | 3661.1294 | 3617.0154 | 5039.9291 | 5104.8233 | 2687.15 | 3213.8721 | 2352.7791 | 2194.0075
5.7 |  |  | 3450.372 | 3617.0154 | 4575.2179 | 5104.6283 | 2639.5816 | 3213.7902 | 1935.6363 | 2194.0075
6.3 |  |  | 3082.1997 | 3617.0154 | 4089.9301 | 5103.4611 | 2303.7031 | 3213.4316 | 1786.227 | 2194.0075
6.1 |  |  | 2607.7078 | 3617.0154 | 3665.5478 | 5102.1107 | 2210.6102 | 3213.4155 | 1454.9376 | 2194.0075
6.7 |  |  | 2346.6555 | 3617.0154 | 3045.097 | 5101.8137 | 1986.3997 | 3213.3633 | 1058.6973 | 2194.0075
6.9 |  |  | 2161.8075 | 3617.0154 | 2487.4613 | 5101.1134 | 1767.0029 | 3213.3262 | 720.4584 | 2194.0075
6.4 |  |  | 2085.4126 | 3617.0154 | 2288.7052 | 5100.797 | 1761.3262 | 3213.1192 | 527.379 | 2194.0075
4.6 |  |  | 2042.7717 | 3617.0154 | 2288.0156 | 5100.7912 | 1863.117 | 3212.305 | 424.8986 | 2194.0075
3.1 |  |  | 2040.2062 | 3617.0154 | 2434.7614 | 5100.4311 | 2016.0602 | 3211.8517 | 418.7012 | 2194.0075
5.1 |  |  | 2048.0696 | 3617.0154 | 2402.81 | 5099.4988 | 1890.4773 | 3211.5927 | 512.3326 | 2194.0075
5 |  |  | 2151.985 | 3617.0154 | 3058.4775 | 5099.0125 | 2459.3103 | 3211.3503 | 599.1672 | 2194.0075
5.9 |  |  | 2461.9337 | 3617.0154 | 3412.4608 | 5098.0925 | 2373.3871 | 3211.3481 | 1039.0737 | 2194.0075
6.7 |  |  | 2877.2007 | 3617.0154 | 4305.1856 | 5097.8256 | 2562.7119 | 3211.2729 | 1742.4737 | 2194.0075
8.3 |  |  | 3165.0601 | 3617.0154 | 5094.2924 | 5097.544 | 2533.4354 | 3211.1182 | 2560.857 | 2194.0075
8.9 |  |  | 3164.7435 | 3617.0154 | 5273.7017 | 5097.1671 | 2495.8903 | 3210.7334 | 2777.8114 | 2194.0075
9.1 |  |  | 3133.1785 | 3617.0154 | 5214.7672 | 5097.0493 | 2456.6433 | 3210.5932 | 2758.1239 | 2194.0075
8.6 |  |  | 3095.6351 | 3617.0154 | 4832.6572 | 5094.2924 | 2396.1414 | 3210.5708 | 2436.5158 | 2194.0075
9.1 |  |  | 3111.3285 | 3617.0154 | 4485.5035 | 5093.826 | 2290.0476 | 3210.4489 | 2195.4559 | 2194.0075
8.5 |  |  | 3153.287 | 3617.0154 | 4331.3131 | 5093.4988 | 2317.5377 | 3209.9913 | 2013.7755 | 2194.0075
8.8 |  |  | 3229.4675 | 3617.0154 | 4204.3032 | 5091.9613 | 2290.6311 | 3209.689 | 1913.6721 | 2194.0075
7.5 |  |  | 3301.297 | 3617.0154 | 4575.6534 | 5091.5922 | 2598.7062 | 3208.1178 | 1976.9473 | 2194.0075
7.4 |  |  | 3376.833 | 3617.0154 | 4884.532 | 5091.4596 | 2602.2632 | 3207.5684 | 2282.2688 | 2194.0075
7.1 |  |  | 3505.6927 | 3617.0154 | 4746.3487 | 5091.1719 | 2549.1279 | 3207.4455 | 2197.2207 | 2194.0075
6.9 |  |  | 3588.0767 | 3617.0154 | 4650.2844 | 5089.668 | 2520.9306 | 3206.7346 | 2129.3539 | 2194.0075
6.1 |  |  | 3537.0971 | 3617.0154 | 4626.4241 | 5088.4733 | 2435.8188 | 3206.3891 | 2190.6053 | 2194.0075
6.1 |  |  | 3307.1462 | 3617.0154 | 4298.6359 | 5088.4558 | 2422.0057 | 3206.1356 | 1876.6302 | 2194.0075
4.9 |  |  | 2971.0933 | 3617.0154 | 3701.6701 | 5088.0537 | 2103.6726 | 3205.6628 | 1597.9976 | 2194.0075
5.3 |  |  | 2570.7922 | 3617.0154 | 3287.7649 | 5087.5842 | 2069.5157 | 3205.6377 | 1218.2492 | 2194.0075
4.3 |  |  | 2343.1784 | 3617.0154 | 3147.5195 | 5087.087 | 2088.8222 | 3205.6258 | 1058.6973 | 2194.0075
4.4 |  |  | 2159.8604 | 3617.0154 | 2657.187 | 5086.9666 | 1936.7286 | 3205.6212 | 720.4584 | 2194.0075
4.1 |  |  | 2083.2355 | 3617.0154 | 2413.7067 | 5086.2786 | 1886.3277 | 3205.3247 | 527.379 | 2194.0075
3.8 |  |  | 2041.6223 | 3617.0154 | 2322.0654 | 5085.2402 | 1897.1669 | 3204.2612 | 424.8986 | 2194.0075
3.6 |  |  | 2038.2145 | 3617.0154 | 2387.1021 | 5084.9651 | 1968.4009 | 3203.9763 | 418.7012 | 2194.0075
3.4 |  |  | 2045.0139 | 3617.0154 | 2551.9404 | 5084.5318 | 2039.6078 | 3203.8247 | 512.3326 | 2194.0075
3.2 |  |  | 2145.5263 | 3617.0154 | 3192.2516 | 5084.275 | 2593.0844 | 3203.602 | 599.1672 | 2194.0075
3.6 |  |  | 2450.6092 | 3617.0154 | 3594.5183 | 5083.7838 | 2555.4446 | 3203.3531 | 1039.0737 | 2194.0075
4 |  |  | 2848.6074 | 3617.0154 | 4545.6418 | 5083.7096 | 2803.1681 | 3202.6102 | 1742.4737 | 2190.6053
4.1 |  |  | 3110.5949 | 3617.0154 | 5628.4628 | 5083.4054 | 3067.6058 | 3201.6628 | 2560.857 | 2190.6053
4.3 |  |  | 3092.1207 | 3617.0154 | 5721.4022 | 5082.9462 | 2943.5908 | 3200.4999 | 2777.8114 | 2190.6053
4.6 |  |  | 3058.3923 | 3617.0154 | 5754.1504 | 5082.6544 | 2996.0266 | 3198.8036 | 2758.1239 | 2190.6053
4.7 |  |  | 3020.0621 | 3617.0154 | 5353.0494 | 5081.5275 | 2916.5335 | 3198.7691 | 2436.5158 | 2190.6053
4.7 |  |  | 3036.3484 | 3617.0154 | 5176.7622 | 5080.894 | 2981.3064 | 3198.0567 | 2195.4559 | 2190.6053
4.7 |  |  | 3085.0661 | 3617.0154 | 4829.7396 | 5080.2815 | 2815.9642 | 3197.1531 | 2013.7755 | 2190.6053
5 |  |  | 3169.5851 | 3617.0154 | 4806.8279 | 5080.1912 | 2893.1557 | 3196.9985 | 1913.6721 | 2190.6053
5.2 |  |  | 3248.0281 | 3617.0154 | 4946.2244 | 5080.15 | 2969.2772 | 3196.9449 | 1976.9473 | 2190.6053
5.2 |  |  | 3328.3344 | 3617.0154 | 5230.9285 | 5079.111 | 2948.6597 | 3196.775 | 2282.2688 | 2190.6053
5.5 |  |  | 3468.7702 | 3617.0154 | 5051.8654 | 5078.901 | 2854.6447 | 3195.1456 | 2197.2207 | 2190.6053
5.3 |  |  | 3563.6681 | 3617.0154 | 4953.673 | 5078.8348 | 2824.3192 | 3194.9629 | 2129.3539 | 2190.6053
4.9 |  |  | 3521.924 | 3617.0154 | 4913.0181 | 5078.1923 | 2722.4128 | 3194.1504 | 2190.6053 | 2190.6053
4.7 |  |  | 3297.8561 | 3617.0154 | 4558.154 | 5078.1607 | 2681.5238 | 3193.9777 | 1876.6302 | 2190.6053
4.4 |  |  | 2964.6324 | 3617.0154 | 3914.5664 | 5077.5896 | 2316.5688 | 3193.8514 | 1597.9976 | 2190.6053
3.8 |  |  | 2566.1688 | 3617.0154 | 3602.1521 | 5076.9497 | 2383.9029 | 3193.7029 | 1218.2492 | 2190.6053
2.3 |  |  | 2185.5818 | 3617.0154 | 3135.2759 | 5076.7968 | 2254.7597 | 3192.0069 | 880.5162 | 2190.6053
2.6 |  |  | 2060.7678 | 3617.0154 | 2748.9707 | 5076.3876 | 2165.9134 | 3191.8512 | 583.0573 | 2190.6053
2.5 |  |  | 2041.5737 | 3617.0154 | 2655.4081 | 5076.2671 | 2187.6477 | 3191.7943 | 467.7603 | 2190.6053
2.7 |  |  | 2038.8368 | 3617.0154 | 2634.61 | 5074.7665 | 2225.4708 | 3191.536 | 409.1392 | 2190.6053
2.4 |  |  | 2062.4648 | 3617.0154 | 2860.3164 | 5073.9123 | 2352.5883 | 3191.409 | 507.7281 | 2190.6053
3.1 |  |  | 2169.7514 | 3617.0154 | 3408.8223 | 5073.8326 | 2503.1194 | 3191.2813 | 905.7029 | 2190.6053
3 |  |  | 2599.8422 | 3617.0154 | 5093.4988 | 5073.3563 | 3266.2361 | 3191.1621 | 1827.2627 | 2190.6053
3.8 |  |  | 3310.3489 | 3617.0154 | 6088.9041 | 5072.4855 | 3380.6758 | 3190.8592 | 2708.2283 | 2190.6053
4.3 |  |  | 3687.5442 | 3617.0154 | 5536.9098 | 5071.2338 | 3342.9024 | 3190.4926 | 2194.0075 | 2190.6053
3.8 |  |  | 3748.1888 | 3617.0154 | 5049.1598 | 5069.0691 | 3099.7679 | 3189.3584 | 1949.3919 | 2190.6053
4.5 |  |  | 3687.3062 | 3617.0154 | 4910.6022 | 5068.6371 | 2968.5279 | 3189.2483 | 1942.0744 | 2190.6053
6.1 |  |  | 3661.3593 | 3617.0154 | 4451.7877 | 5067.2318 | 2710.8339 | 3189.105 | 1740.9539 | 2190.6053
5.5 |  |  | 3617.0154 | 3617.0154 | 4340.6488 | 5067.148 | 2685.598 | 3189.0937 | 1655.0507 | 2190.6053
4.2 |  |  | 3579.9493 | 3617.0154 | 4442.861 | 5066.9482 | 2832.641 | 3189.002 | 1610.22 | 2190.6053
6 |  |  | 3685.9794 | 3617.0154 | 4262.6057 | 5066.5582 | 2552.2513 | 3188.223 | 1710.3543 | 2190.6053
5.9 |  |  | 3789.8597 | 3617.0154 | 4391.9033 | 5066.0627 | 2640.9471 | 3188.1026 | 1750.9562 | 2190.6053
4.6 |  |  | 3772.3855 | 3617.0154 | 5059.9228 | 5065.5677 | 2965.933 | 3187.6624 | 2093.9898 | 2190.6053
4.2 |  |  | 3597.6711 | 3617.0154 | 5548.4197 | 5064.7328 | 3075.4437 | 3187.6119 | 2472.9759 | 2190.6053
4.6 |  |  | 3603.9699 | 3617.0154 | 5385.8278 | 5063.323 | 2923.5688 | 3187.5135 | 2462.259 | 2190.6053
4.4 |  |  | 3680.7226 | 3617.0154 | 5263.999 | 5063.2903 | 2886.48 | 3187.4826 | 2377.519 | 2190.6053
3.4 |  |  | 3661.1294 | 3617.0154 | 5385.6318 | 5061.7394 | 3032.8527 | 3186.7088 | 2352.7791 | 2190.6053
3.2 |  |  | 3450.372 | 3617.0154 | 4904.4769 | 5060.0982 | 2968.8406 | 3186.6601 | 1935.6363 | 2190.6053
3 |  |  | 3082.1997 | 3617.0154 | 4486.796 | 5060.0062 | 2700.5691 | 3186.5566 | 1786.227 | 2190.6053
3.3 |  |  | 2607.7078 | 3617.0154 | 4064.1213 | 5059.9228 | 2609.1837 | 3186.3936 | 1454.9376 | 2190.6053
2.7 |  |  | 2185.5818 | 3617.0154 | 3144.2537 | 5059.0194 | 2263.7375 | 3186.2991 | 880.5162 | 2190.6053
2.7 |  |  | 2060.7678 | 3617.0154 | 2772.204 | 5057.9866 | 2189.1467 | 3185.8354 | 583.0573 | 2190.6053
2.6 |  |  | 2041.5737 | 3617.0154 | 2676.6373 | 5056.3531 | 2208.877 | 3185.354 | 467.7603 | 2190.6053
2.8 |  |  | 2038.8368 | 3617.0154 | 2650.5792 | 5056.2399 | 2241.44 | 3185.1835 | 409.1392 | 2190.6053
2.8 |  |  | 2062.4648 | 3617.0154 | 2847.163 | 5056.1734 | 2339.435 | 3183.2901 | 507.7281 | 2190.6053
2.8 |  |  | 2169.7514 | 3617.0154 | 3453.0635 | 5055.8108 | 2547.3607 | 3183.1429 | 905.7029 | 2190.6053
3.2 |  |  | 2599.8422 | 3617.0154 | 5083.7838 | 5055.1652 | 3256.5212 | 3182.3952 | 1827.2627 | 2190.6053
3.3 |  |  | 3310.3489 | 3617.0154 | 6158.2052 | 5054.9681 | 3449.9768 | 3182.3131 | 2708.2283 | 2190.6053
3.4 |  |  | 3687.5442 | 3617.0154 | 5650.8631 | 5054.6487 | 3456.8556 | 3182.2781 | 2194.0075 | 2190.6053
4.2 |  |  | 3748.1888 | 3617.0154 | 5020.3301 | 5053.8084 | 3070.9382 | 3182.2119 | 1949.3919 | 2190.6053
4.9 |  |  | 3687.3062 | 3617.0154 | 4875.1502 | 5053.5757 | 2933.0758 | 3181.6159 | 1942.0744 | 2190.6053
5.6 |  |  | 3661.3593 | 3617.0154 | 4536.9733 | 5053.4697 | 2796.0194 | 3181.2074 | 1740.9539 | 2190.6053
6.2 |  |  | 3617.0154 | 3617.0154 | 4265.5162 | 5052.2746 | 2610.4655 | 3181.1111 | 1655.0507 | 2190.6053
6.1 |  |  | 3579.9493 | 3617.0154 | 4196.9617 | 5051.8654 | 2586.7416 | 3180.0082 | 1610.22 | 2190.6053
6.3 |  |  | 3685.9794 | 3617.0154 | 4227.7062 | 5051.6971 | 2517.3519 | 3179.706 | 1710.3543 | 2190.6053
6.5 |  |  | 3789.8597 | 3617.0154 | 4309.7634 | 5051.469 | 2558.8072 | 3179.095 | 1750.9562 | 2190.6053
6.9 |  |  | 3772.3855 | 3617.0154 | 4740.7503 | 5050.6342 | 2646.7605 | 3178.5847 | 2093.9898 | 2190.6053
6.2 |  |  | 3597.6711 | 3617.0154 | 5282.3652 | 5050.2282 | 2809.3893 | 3177.8947 | 2472.9759 | 2190.6053
5.7 |  |  | 3603.9699 | 3617.0154 | 5256.6534 | 5049.1598 | 2794.3944 | 3176.498 | 2462.259 | 2190.6053
4.7 |  |  | 3680.7226 | 3617.0154 | 5218.9554 | 5049.1118 | 2841.4364 | 3176.4398 | 2377.519 | 2190.6053
4 |  |  | 3661.1294 | 3617.0154 | 5312.3911 | 5048.9366 | 2959.612 | 3175.8999 | 2352.7791 | 2190.6053
4.2 |  |  | 3450.372 | 3617.0154 | 4798.6762 | 5048.8231 | 2863.0399 | 3175.5395 | 1935.6363 | 2190.6053
4.6 |  |  | 3082.1997 | 3617.0154 | 4323.5506 | 5047.133 | 2537.3237 | 3174.9587 | 1786.227 | 2190.6053
4.3 |  |  | 2607.7078 | 3617.0154 | 3932.4651 | 5046.9415 | 2477.5275 | 3174.5988 | 1454.9376 | 2190.6053
3 |  |  | 2185.5818 | 3617.0154 | 3073.511 | 5046.6904 | 2192.9948 | 3174.2141 | 880.5162 | 2190.6053
2.6 |  |  | 2060.7678 | 3617.0154 | 2728.5529 | 5046.6516 | 2145.4956 | 3174.1242 | 583.0573 | 2190.6053
2.6 |  |  | 2041.5737 | 3617.0154 | 2618.6745 | 5046.418 | 2150.9142 | 3174.1003 | 467.7603 | 2190.6053
1.8 |  |  | 2038.8368 | 3617.0154 | 2659.8066 | 5046.3362 | 2250.6674 | 3174.0681 | 409.1392 | 2190.6053
1.6 |  |  | 2062.4648 | 3617.0154 | 2885.2824 | 5046.2576 | 2377.5543 | 3173.2478 | 507.7281 | 2190.6053
1.1 |  |  | 2169.7514 | 3615.3949 | 3570.7418 | 5045.3972 | 2665.039 | 3172.949 | 905.7029 | 2190.6053
1.1 |  |  | 2599.8422 | 3614.9131 | 5285.2357 | 5045.2552 | 3457.973 | 3172.1506 | 1827.2627 | 2190.6053
2.1 |  |  | 3310.3489 | 3614.2934 | 6248.5953 | 5044.6504 | 3540.367 | 3171.4024 | 2708.2283 | 2190.6053
4.8 |  |  | 3687.5442 | 3614.2934 | 5470.017 | 5044.3034 | 3276.0096 | 3171.293 | 2194.0075 | 2190.6053
5.5 |  |  | 3748.1888 | 3614.2934 | 4826.3705 | 5044.0835 | 2876.9786 | 3171.0319 | 1949.3919 | 2190.6053
6 |  |  | 3687.3062 | 3614.2934 | 4698.7007 | 5043.9684 | 2756.6263 | 3170.6983 | 1942.0744 | 2190.6053
7.2 |  |  | 3661.3593 | 3614.2934 | 4288.6015 | 5042.5454 | 2547.6476 | 3169.1302 | 1740.9539 | 2190.6053
8.1 |  |  | 3617.0154 | 3614.2934 | 3986.5505 | 5042.2268 | 2331.4998 | 3168.3274 | 1655.0507 | 2190.6053
9.1 |  |  | 3579.9493 | 3613.3293 | 3815.0703 | 5041.394 | 2204.8503 | 3167.7104 | 1610.22 | 2190.6053
9.1 |  |  | 3685.9794 | 3611.8636 | 3859.3626 | 5041.3081 | 2149.0083 | 3167.5369 | 1710.3543 | 2190.6053
9.7 |  |  | 3789.8597 | 3611.5456 | 3897.2779 | 5041.1056 | 2146.3217 | 3167.1489 | 1750.9562 | 2190.6053
11.1 |  |  | 3772.3855 | 3611.5456 | 4195.9721 | 5040.6782 | 2101.9823 | 3166.9351 | 2093.9898 | 2190.6053
11 |  |  | 3597.6711 | 3611.5456 | 4663.3607 | 5039.9291 | 2190.3848 | 3166.6314 | 2472.9759 | 2190.6053
10.2 |  |  | 3603.9699 | 3611.5456 | 4738.4071 | 5039.801 | 2276.1481 | 3164.8595 | 2462.259 | 2190.6053
8.9 |  |  | 3680.7226 | 3611.5456 | 4675.3903 | 5039.7286 | 2297.8713 | 3164.7073 | 2377.519 | 2190.6053
7.4 |  |  | 3661.1294 | 3611.5456 | 4902.94 | 5039.637 | 2550.1609 | 3164.6877 | 2352.7791 | 2190.6053
5.3 |  |  | 3450.372 | 3611.5456 | 4597.7302 | 5037.4547 | 2662.0939 | 3164.2941 | 1935.6363 | 2190.6053
4 |  |  | 3082.1997 | 3611.5456 | 4270.7033 | 5037.3695 | 2484.4763 | 3163.782 | 1786.227 | 2190.6053
6.3 |  |  | 2607.7078 | 3611.5456 | 3647.3748 | 5037.0278 | 2192.4371 | 3162.3526 | 1454.9376 | 2190.6053
2 |  |  | 2185.5818 | 3611.5456 | 3023.2544 | 5036.8552 | 2142.7382 | 3161.8892 | 880.5162 | 2190.6053
0.6 |  |  | 2060.7678 | 3611.5456 | 2759.8064 | 5035.5488 | 2176.7491 | 3160.5677 | 583.0573 | 2190.6053
1.1 |  |  | 2041.5737 | 3611.5456 | 2584.6575 | 5034.747 | 2116.8971 | 3159.9276 | 467.7603 | 2190.6053
3.1 |  |  | 2038.8368 | 3611.5456 | 2439.6588 | 5034.126 | 2030.5196 | 3159.26 | 409.1392 | 2190.6053
2.9 |  |  | 2062.4648 | 3608.8519 | 2647.142 | 5031.2449 | 2139.4139 | 3158.7197 | 507.7281 | 2190.6053
1.3 |  |  | 2169.7514 | 3608.5565 | 3383.0724 | 5030.8747 | 2477.3695 | 3158.2541 | 905.7029 | 2190.6053
2.1 |  |  | 2599.8422 | 3608.5565 | 5018.6717 | 5029.756 | 3191.409 | 3158.1168 | 1827.2627 | 2190.6053
3.5 |  |  | 3310.3489 | 3608.5565 | 5894.0638 | 5029.6698 | 3185.8354 | 3157.8743 | 2708.2283 | 2190.6053
4.8 |  |  | 3687.5442 | 3608.5565 | 5248.0947 | 5029.608 | 3054.0873 | 3157.2872 | 2194.0075 | 2190.6053
6.5 |  |  | 3748.1888 | 3608.5565 | 4533.5601 | 5029.2764 | 2584.1682 | 3157.0284 | 1949.3919 | 2190.6053
8.5 |  |  | 3687.3062 | 3608.5565 | 4261.36 | 5028.9624 | 2319.2856 | 3157.0131 | 1942.0744 | 2190.6053
8.8 |  |  | 3661.3593 | 3603.9699 | 4000.8759 | 5028.4287 | 2259.922 | 3156.9404 | 1740.9539 | 2190.6053
11.5 |  |  | 3617.0154 | 3603.9699 | 3545.459 | 5028.1695 | 1890.4083 | 3156.7308 | 1655.0507 | 2190.6053
8.3 |  |  | 3579.9493 | 3603.9699 | 3750.5037 | 5027.5659 | 2140.2837 | 3156.4718 | 1610.22 | 2190.6053
7.9 |  |  | 3685.9794 | 3603.9699 | 3877.3973 | 5027.2694 | 2167.043 | 3155.7512 | 1710.3543 | 2190.6053
7.2 |  |  | 3789.8597 | 3603.9699 | 4106.574 | 5026.942 | 2355.6179 | 3155.2364 | 1750.9562 | 2190.6053
7.3 |  |  | 3772.3855 | 3603.9699 | 4577.9278 | 5025.9433 | 2483.938 | 3154.9506 | 2093.9898 | 2137.2672
6 |  |  | 3597.6711 | 3603.9699 | 5211.3892 | 5025.8504 | 2738.4133 | 3154.2712 | 2472.9759 | 2137.2672
6.2 |  |  | 3603.9699 | 3603.9699 | 5100.797 | 5025.4676 | 2638.538 | 3154.207 | 2462.259 | 2137.2672
5 |  |  | 3680.7226 | 3603.9699 | 5107.9969 | 5023.9578 | 2730.4779 | 3154.0317 | 2377.519 | 2137.2672
5.3 |  |  | 3661.1294 | 3603.9699 | 5124.9851 | 5023.2829 | 2772.206 | 3153.3707 | 2352.7791 | 2137.2672
5 |  |  | 3450.372 | 3603.9699 | 4665.3465 | 5023.0906 | 2729.7102 | 3153.0384 | 1935.6363 | 2137.2672
4.1 |  |  | 3082.1997 | 3603.9699 | 4301.4396 | 5022.2188 | 2515.2126 | 3152.7422 | 1786.227 | 2137.2672
4.2 |  |  | 2607.7078 | 3603.9699 | 3883.9953 | 5021.6762 | 2429.0577 | 3151.9478 | 1454.9376 | 2137.2672
3.7 |  |  | 2185.5818 | 3603.9699 | 2957.2573 | 5021.4074 | 2076.7411 | 3151.6605 | 880.5162 | 2137.2672
3.5 |  |  | 2060.7678 | 3603.9699 | 2579.9468 | 5021.0843 | 1996.8896 | 3151.4483 | 583.0573 | 2137.2672
3.4 |  |  | 2041.5737 | 3603.9699 | 2464.9954 | 5021.0746 | 1997.2351 | 3150.6026 | 467.7603 | 2137.2672
3.3 |  |  | 2038.8368 | 3603.9699 | 2454.7961 | 5020.3301 | 2045.6569 | 3149.5845 | 409.1392 | 2137.2672
3.4 |  |  | 2062.4648 | 3603.9699 | 2643.1009 | 5019.991 | 2135.3728 | 3149.4163 | 507.7281 | 2137.2672
3.1 |  |  | 2169.7514 | 3603.9699 | 3239.0378 | 5019.2244 | 2333.3349 | 3149.1373 | 905.7029 | 2137.2672
3.4 |  |  | 2599.8422 | 3603.9699 | 4898.0167 | 5018.6717 | 3070.7541 | 3149.0488 | 1827.2627 | 2137.2672
3.5 |  |  | 3310.3489 | 3603.9699 | 5927.718 | 5018.3282 | 3219.4897 | 3148.8481 | 2708.2283 | 2137.2672
3.7 |  |  | 3687.5442 | 3603.9699 | 5396.6176 | 5016.3564 | 3202.6102 | 3148.7657 | 2194.0075 | 2137.2672
4.4 |  |  | 3748.1888 | 3603.9699 | 4829.1916 | 5015.7685 | 2879.7996 | 3148.3936 | 1949.3919 | 2137.2672
4.5 |  |  | 3687.3062 | 3603.9699 | 4798.4976 | 5015.038 | 2856.4233 | 3147.7752 | 1942.0744 | 2137.2672
5.5 |  |  | 3661.3593 | 3603.9699 | 4446.9958 | 5014.8222 | 2706.042 | 3147.4196 | 1740.9539 | 2137.2672
4.8 |  |  | 3617.0154 | 3603.9699 | 4383.2242 | 5012.9452 | 2728.1734 | 3147.3224 | 1655.0507 | 2137.2672
5.2 |  |  | 3579.9493 | 3603.9699 | 4267.4666 | 5012.8782 | 2657.2466 | 3146.7873 | 1610.22 | 2129.3539
4.8 |  |  | 3685.9794 | 3603.9699 | 4421.2143 | 5012.8293 | 2710.8599 | 3146.3989 | 1710.3543 | 2129.3539
5.5 |  |  | 3789.8597 | 3603.9699 | 4438.9298 | 5012.6167 | 2687.9736 | 3145.9795 | 1750.9562 | 2129.3539
6.1 |  |  | 3772.3855 | 3603.9699 | 4831.7055 | 5012.4462 | 2737.7157 | 3145.7905 | 2093.9898 | 2129.3539
5 |  |  | 3597.6711 | 3603.9699 | 5424.7443 | 5010.9316 | 2951.7684 | 3145.5283 | 2472.9759 | 2129.3539
4.5 |  |  | 3603.9699 | 3603.9699 | 5376.8025 | 5010.5361 | 2914.5435 | 3145.1228 | 2462.259 | 2129.3539
4.2 |  |  | 3680.7226 | 3603.9699 | 5266.9052 | 5009.378 | 2889.3862 | 3144.2042 | 2377.519 | 2129.3539
4.1 |  |  | 3661.1294 | 3603.9699 | 5304.2869 | 5009.3235 | 2951.5078 | 3143.4779 | 2352.7791 | 2129.3539
3.2 |  |  | 3450.372 | 3603.9699 | 4884.3918 | 5008.5285 | 2948.7555 | 3142.6505 | 1935.6363 | 2129.3539
3.3 |  |  | 3082.1997 | 3603.9699 | 4443.0383 | 5008.47 | 2656.8113 | 3142.4174 | 1786.227 | 2129.3539
3.1 |  |  | 2607.7078 | 3603.9699 | 4061.2076 | 5008.3737 | 2606.27 | 3141.0281 | 1454.9376 | 2129.3539
3.1 |  |  | 2346.6555 | 3603.9699 | 3474.6838 | 5008.3298 | 2415.9865 | 3140.1532 | 1058.6973 | 2129.3539
3.6 |  |  | 2161.8075 | 3603.9699 | 2918.1743 | 5007.9868 | 2197.7159 | 3139.8578 | 720.4584 | 2129.3539
3.6 |  |  | 2085.4126 | 3603.9699 | 2691.8427 | 5007.3757 | 2164.4636 | 3139.6031 | 527.379 | 2129.3539
3.5 |  |  | 2042.7717 | 3603.9699 | 2594.4393 | 5006.9686 | 2169.5407 | 3139.3878 | 424.8986 | 2129.3539
3.6 |  |  | 2040.2062 | 3603.9699 | 2633.0712 | 5006.9495 | 2214.37 | 3138.8132 | 418.7012 | 2129.3539
3.9 |  |  | 2048.0696 | 3603.9699 | 2768.3724 | 5006.5646 | 2256.0397 | 3138.6294 | 512.3326 | 2129.3539
3.2 |  |  | 2151.985 | 3603.9699 | 3427.6976 | 5006.0455 | 2828.5304 | 3138.3243 | 599.1672 | 2129.3539
3.5 |  |  | 2461.9337 | 3603.9699 | 3852.9552 | 5005.6142 | 2813.8815 | 3138.1832 | 1039.0737 | 2129.3539
4.4 |  |  | 2877.2007 | 3603.9699 | 4738.4936 | 5004.7105 | 2996.0199 | 3138.1294 | 1742.4737 | 2129.3539
5.9 |  |  | 3165.0601 | 3603.9699 | 5563.3264 | 5004.6966 | 3002.4694 | 3137.9585 | 2560.857 | 2129.3539
5.8 |  |  | 3164.7435 | 3603.9699 | 5776.5528 | 5003.0182 | 2998.7414 | 3137.2727 | 2777.8114 | 2129.3539
5.5 |  |  | 3133.1785 | 3603.9699 | 5774.659 | 5002.6353 | 3016.5352 | 3136.7061 | 2758.1239 | 2129.3539
5 |  |  | 3095.6351 | 3603.9699 | 5419.3084 | 5001.9253 | 2982.7926 | 3136.6951 | 2436.5158 | 2129.3539
3.7 |  |  | 3111.3285 | 3603.9699 | 5360.1435 | 5001.3637 | 3164.6877 | 3136.4996 | 2195.4559 | 2129.3539
4.2 |  |  | 3153.287 | 3603.9699 | 4942.8023 | 5001.2476 | 2929.0268 | 3136.0863 | 2013.7755 | 2129.3539
4.4 |  |  | 3229.4675 | 3603.9699 | 4926.6716 | 5000.9481 | 3012.9995 | 3136.08 | 1913.6721 | 2129.3539
4.8 |  |  | 3301.297 | 3603.9699 | 5028.4287 | 5000.9264 | 3051.4814 | 3136.025 | 1976.9473 | 2129.3539
5.1 |  |  | 3376.833 | 3603.9699 | 5274.5167 | 5000.229 | 2992.2479 | 3135.7383 | 2282.2688 | 2129.3539
5.9 |  |  | 3505.6927 | 3603.9699 | 5041.3081 | 4999.16 | 2844.0874 | 3135.3924 | 2197.2207 | 2129.3539
5.6 |  |  | 3588.0767 | 3603.9699 | 4937.5956 | 4997.4775 | 2808.2418 | 3135.2092 | 2129.3539 | 2129.3539
5.4 |  |  | 3537.0971 | 3603.9699 | 4873.9036 | 4996.527 | 2683.2983 | 3135.1274 | 2190.6053 | 2129.3539
5 |  |  | 3307.1462 | 3603.9699 | 4530.1389 | 4995.59 | 2653.5087 | 3134.5202 | 1876.6302 | 2129.3539
5.1 |  |  | 2971.0933 | 3603.9699 | 3862.5163 | 4995.4486 | 2264.5187 | 3133.463 | 1597.9976 | 2129.3539
5 |  |  | 2570.7922 | 3603.9699 | 3494.0823 | 4994.3558 | 2275.8332 | 3133.4594 | 1218.2492 | 2129.3539
4.6 |  |  | 2343.1784 | 3603.9699 | 3319.6807 | 4994.263 | 2260.9834 | 3133.183 | 1058.6973 | 2129.3539
4.7 |  |  | 2159.8604 | 3603.9699 | 2783.0761 | 4993.6045 | 2062.6177 | 3132.9795 | 720.4584 | 2129.3539
4.8 |  |  | 2083.2355 | 3603.9699 | 2553.2135 | 4991.8321 | 2025.8345 | 3132.4953 | 527.379 | 2129.3539
4.7 |  |  | 2041.6223 | 3603.9699 | 2451.3502 | 4991.3533 | 2026.4516 | 3132.464 | 424.8986 | 2129.3539
4.9 |  |  | 2038.2145 | 3603.9699 | 2479.9126 | 4991.0458 | 2061.2114 | 3132.3021 | 418.7012 | 2129.3539
4.2 |  |  | 2045.0139 | 3603.9699 | 2664.1397 | 4989.6194 | 2151.8071 | 3131.9739 | 512.3326 | 2129.3539
3.8 |  |  | 2145.5263 | 3603.9699 | 3311.9658 | 4989.1868 | 2712.7985 | 3131.6191 | 599.1672 | 2129.3539
4 |  |  | 2450.6092 | 3603.9699 | 3733.3504 | 4986.825 | 2694.2767 | 3131.0002 | 1039.0737 | 2129.3539
3.9 |  |  | 2848.6074 | 3603.9699 | 4690.7039 | 4985.7013 | 2948.2301 | 3127.8761 | 1742.4737 | 2129.3539
4.3 |  |  | 3110.5949 | 3603.9699 | 5693.3523 | 4985.0306 | 3132.4953 | 3127.5578 | 2560.857 | 2129.3539
4.8 |  |  | 3092.1207 | 3603.9699 | 5788.1904 | 4984.2122 | 3010.3791 | 3127.4379 | 2777.8114 | 2129.3539
5.6 |  |  | 3058.3923 | 3603.9699 | 5715.6083 | 4983.8559 | 2957.4844 | 3127.4075 | 2758.1239 | 2129.3539
5.9 |  |  | 3020.0621 | 3603.9699 | 5273.9153 | 4983.3521 | 2837.3995 | 3126.536 | 2436.5158 | 2129.3539
5.1 |  |  | 3036.3484 | 3603.9699 | 5119.6662 | 4981.2258 | 2924.2103 | 3125.3745 | 2195.4559 | 2129.3539
4.3 |  |  | 3085.0661 | 3603.9699 | 4885.0257 | 4980.9982 | 2871.2503 | 3125.1382 | 2013.7755 | 2129.3539
5.3 |  |  | 3169.5851 | 3603.9699 | 4763.1836 | 4980.7832 | 2849.5115 | 3125.1281 | 1913.6721 | 2129.3539
3.7 |  |  | 3248.0281 | 3603.9699 | 5180.5492 | 4980.2919 | 3203.602 | 3124.6411 | 1976.9473 | 2129.3539
2.7 |  |  | 3328.3344 | 3603.9699 | 5555.2036 | 4979.4296 | 3272.9348 | 3124.4233 | 2282.2688 | 2129.3539
2.2 |  |  | 3468.7702 | 3603.9699 | 5411.2443 | 4979.4031 | 3214.0235 | 3123.7826 | 2197.2207 | 2129.3539
3.3 |  |  | 3563.6681 | 3603.9699 | 5201.3709 | 4976.797 | 3072.0171 | 3123.7749 | 2129.3539 | 2129.3539
2.1 |  |  | 3521.924 | 3603.9699 | 5237.537 | 4976.7362 | 3046.9316 | 3123.3831 | 2190.6053 | 2129.3539
2.7 |  |  | 3297.8561 | 3603.9699 | 4785.2657 | 4974.8767 | 2908.6355 | 3123.0735 | 1876.6302 | 2129.3539
1.8 |  |  | 2964.6324 | 3603.9699 | 4134.7004 | 4974.8495 | 2536.7029 | 3122.0312 | 1597.9976 | 2129.3539
1.7 |  |  | 2566.1688 | 3603.9699 | 3805.0198 | 4974.7644 | 2586.7706 | 3121.9706 | 1218.2492 | 2129.3539
1.8 |  |  | 2185.5818 | 3603.9699 | 3212.314 | 4974.4405 | 2331.7978 | 3121.7161 | 880.5162 | 2129.3539
1.7 |  |  | 2060.7678 | 3603.9699 | 2864.2014 | 4974.0207 | 2281.1441 | 3120.9691 | 583.0573 | 2129.3539
0.9 |  |  | 2041.5737 | 3603.9699 | 2820.3305 | 4973.6785 | 2352.5702 | 3120.6036 | 467.7603 | 2129.3539
0.6 |  |  | 2038.8368 | 3603.9699 | 2846.8825 | 4973.2492 | 2437.7433 | 3120.1851 | 409.1392 | 2129.3539
1.5 |  |  | 2062.4648 | 3603.9699 | 3012.0174 | 4972.6206 | 2504.2893 | 3120.1745 | 507.7281 | 2129.3539
0.7 |  |  | 2169.7514 | 3603.9699 | 3746.7896 | 4971.3299 | 2841.0867 | 3119.3224 | 905.7029 | 2129.3539
1.3 |  |  | 2599.8422 | 3603.9699 | 5383.8924 | 4970.8459 | 3556.6297 | 3118.6913 | 1827.2627 | 2129.3539
1.3 |  |  | 3310.3489 | 3603.9699 | 6489.5716 | 4970.5686 | 3781.3433 | 3118.1685 | 2708.2283 | 2129.3539
0.9 |  |  | 3687.5442 | 3603.9699 | 6043.6384 | 4969.7718 | 3849.6309 | 3118.0168 | 2194.0075 | 2129.3539
1.6 |  |  | 3748.1888 | 3603.9699 | 5461.6931 | 4969.1493 | 3512.3012 | 3118.0048 | 1949.3919 | 2129.3539
2.5 |  |  | 3687.3062 | 3603.9699 | 5304.3402 | 4968.1998 | 3362.2658 | 3117.654 | 1942.0744 | 2129.3539
2.3 |  |  | 3661.3593 | 3603.9699 | 5087.087 | 4966.6184 | 3346.1331 | 3116.5489 | 1740.9539 | 2129.3539
1.8 |  |  | 3617.0154 | 3603.9699 | 4974.8495 | 4965.9768 | 3319.7988 | 3116.2344 | 1655.0507 | 2129.3539
2.1 |  |  | 3579.9493 | 3603.9699 | 4866.0596 | 4965.09 | 3255.8396 | 3115.1895 | 1610.22 | 2129.3539
1.3 |  |  | 3685.9794 | 3603.9699 | 5082.6544 | 4964.8283 | 3372.3001 | 3114.5123 | 1710.3543 | 2129.3539
0.6 |  |  | 3789.8597 | 3603.9699 | 5323.0121 | 4962.8631 | 3572.0559 | 3114.4127 | 1750.9562 | 2129.3539
2.2 |  |  | 3772.3855 | 3603.9699 | 5551.2839 | 4961.581 | 3457.294 | 3114.3195 | 2093.9898 | 2129.3539
2.5 |  |  | 3597.6711 | 3603.9699 | 5938.1917 | 4961.3229 | 3465.2158 | 3114.2051 | 2472.9759 | 2129.3539
2.4 |  |  | 3603.9699 | 3603.9699 | 5823.6008 | 4961.1573 | 3361.3418 | 3113.3934 | 2462.259 | 2129.3539
1.6 |  |  | 3680.7226 | 3603.9699 | 5744.9594 | 4961.0171 | 3367.4404 | 3112.9518 | 2377.519 | 2129.3539
0.9 |  |  | 3661.1294 | 3603.9699 | 5795.3342 | 4960.3162 | 3442.5551 | 3112.2027 | 2352.7791 | 2129.3539
0.6 |  |  | 3450.372 | 3603.9699 | 5303.6016 | 4959.5314 | 3367.9653 | 3111.3267 | 1935.6363 | 2129.3539
0.2 |  |  | 3082.1997 | 3603.9699 | 4892.5846 | 4959.523 | 3106.3576 | 3111.2208 | 1786.227 | 2129.3539
1.4 |  |  | 2607.7078 | 3603.9699 | 4429.8301 | 4953.9142 | 2974.8925 | 3109.732 | 1454.9376 | 2129.3539
1.6 |  |  | 2185.5818 | 3603.9699 | 3444.8889 | 4953.673 | 2564.3727 | 3109.4874 | 880.5162 | 2129.3539
2 |  |  | 2060.7678 | 3603.9699 | 3056.0156 | 4952.4516 | 2472.9584 | 3108.6671 | 583.0573 | 2129.3539
2.2 |  |  | 2041.5737 | 3603.9699 | 2961.5139 | 4951.6345 | 2493.7536 | 3108.2282 | 467.7603 | 2129.3539
2.8 |  |  | 2038.8368 | 3603.9699 | 2903.9582 | 4949.2822 | 2494.819 | 3108.1539 | 409.1392 | 2129.3539
2.7 |  |  | 2062.4648 | 3603.9699 | 3099.9142 | 4949.2812 | 2592.1861 | 3107.2484 | 507.7281 | 2129.3539
2.7 |  |  | 2169.7514 | 3603.9699 | 3717.4084 | 4949.0723 | 2811.7055 | 3107.0143 | 905.7029 | 2129.3539
2.9 |  |  | 2599.8422 | 3603.9699 | 5329.4247 | 4948.3666 | 3502.1621 | 3106.9193 | 1827.2627 | 2129.3539
2.6 |  |  | 3310.3489 | 3603.9699 | 6489.0184 | 4947.8422 | 3780.79 | 3106.6428 | 2708.2283 | 2129.3539
3.1 |  |  | 3687.5442 | 3603.9699 | 5942.4729 | 4947.8019 | 3748.4655 | 3106.5937 | 2194.0075 | 2129.3539
4.1 |  |  | 3748.1888 | 3603.9699 | 5231.0954 | 4946.6953 | 3281.7035 | 3106.4306 | 1949.3919 | 2129.3539
3.7 |  |  | 3687.3062 | 3603.9699 | 5194.8915 | 4946.2244 | 3252.8172 | 3106.3576 | 1942.0744 | 2129.3539
4.1 |  |  | 3661.3593 | 3603.9699 | 4872.9277 | 4945.8268 | 3131.9739 | 3105.6293 | 1740.9539 | 2129.3539
3.4 |  |  | 3617.0154 | 3603.9699 | 4761.6935 | 4944.9934 | 3106.6428 | 3105.2975 | 1655.0507 | 2129.3539
2.7 |  |  | 3579.9493 | 3603.9699 | 4775.0795 | 4944.9375 | 3164.8595 | 3104.9669 | 1610.22 | 2129.3539
3.4 |  |  | 3685.9794 | 3603.9699 | 4749.2038 | 4942.8023 | 3038.8494 | 3104.9654 | 1710.3543 | 2129.3539
4 |  |  | 3789.8597 | 3601.4646 | 4767.8455 | 4942.4465 | 3016.8893 | 3104.7641 | 1750.9562 | 2129.3539
3.7 |  |  | 3772.3855 | 3601.4646 | 5289.1354 | 4941.6544 | 3195.1456 | 3104.5491 | 2093.9898 | 2129.3539
4.3 |  |  | 3597.6711 | 3601.4646 | 5639.911 | 4941.4585 | 3166.9351 | 3104.2707 | 2472.9759 | 2129.3539
3.3 |  |  | 3603.9699 | 3601.4646 | 5648.5581 | 4941.3279 | 3186.2991 | 3104.0778 | 2462.259 | 2129.3539
3 |  |  | 3680.7226 | 3601.4646 | 5516.1483 | 4939.8498 | 3138.6294 | 3103.101 | 2377.519 | 2129.3539
1.4 |  |  | 3661.1294 | 3601.4646 | 5662.2596 | 4939.7383 | 3309.4805 | 3103.0956 | 2352.7791 | 2129.3539
1.3 |  |  | 3450.372 | 3601.4106 | 5146.9844 | 4939.7139 | 3211.3481 | 3102.7729 | 1935.6363 | 2093.9898
1 |  |  | 3082.1997 | 3600.5768 | 4727.749 | 4939.2654 | 2941.5221 | 3102.7184 | 1786.227 | 2093.9898
0.7 |  |  | 2607.7078 | 3600.3794 | 4379.1873 | 4938.4482 | 2924.2497 | 3102.6675 | 1454.9376 | 2093.9898
-0.1 |  |  | 2185.5818 | 3600.0861 | 3447.3158 | 4937.7122 | 2566.7996 | 3100.5237 | 880.5162 | 2093.9898
-0.2 |  |  | 2060.7678 | 3599.9273 | 3108.7313 | 4937.6753 | 2525.6741 | 3099.7679 | 583.0573 | 2093.9898
-0.2 |  |  | 2041.5737 | 3599.7929 | 3000.6359 | 4937.5956 | 2532.8756 | 3098.3202 | 467.7603 | 2093.9898
-0.1 |  |  | 2038.8368 | 3599.7929 | 2998.921 | 4937.4366 | 2589.7819 | 3097.3632 | 409.1392 | 2093.9898
0 |  |  | 2062.4648 | 3597.9145 | 3219.8679 | 4936.7261 | 2712.1398 | 3097.026 | 507.7281 | 2093.9898
0.5 |  |  | 2169.7514 | 3597.74 | 3871.0922 | 4936.1582 | 2965.3893 | 3096.6835 | 905.7029 | 2093.9898
0.1 |  |  | 2599.8422 | 3597.6711 | 5606.1931 | 4936.0756 | 3778.9305 | 3096.0084 | 1827.2627 | 2093.9898
0.1 |  |  | 3310.3489 | 3597.6711 | 6725.6215 | 4935.5744 | 4017.3931 | 3095.7974 | 2708.2283 | 2093.9898
-0.1 |  |  | 3687.5442 | 3597.6711 | 6265.1739 | 4934.9927 | 4071.1664 | 3094.4991 | 2194.0075 | 2093.9898
1.3 |  |  | 3748.1888 | 3597.6711 | 5596.8272 | 4934.2313 | 3647.4353 | 3094.1197 | 1949.3919 | 2093.9898
2.3 |  |  | 3687.3062 | 3597.6711 | 5411.9431 | 4934.1301 | 3469.8687 | 3092.8184 | 1942.0744 | 2093.9898
2 |  |  | 3661.3593 | 3597.6711 | 5194.8531 | 4933.2109 | 3453.8992 | 3092.671 | 1740.9539 | 2093.9898
3.2 |  |  | 3617.0154 | 3597.6711 | 4837.3639 | 4932.2295 | 3182.3131 | 3091.4332 | 1655.0507 | 2093.9898
3.5 |  |  | 3579.9493 | 3597.6711 | 4712.8875 | 4931.7608 | 3102.6675 | 3091.4162 | 1610.22 | 2093.9898
0.5 |  |  | 3685.9794 | 3597.6711 | 5229.4017 | 4930.2929 | 3519.0474 | 3090.9617 | 1710.3543 | 2093.9898
0.4 |  |  | 3789.8597 | 3597.6711 | 5376.282 | 4930.2467 | 3625.3259 | 3090.9174 | 1750.9562 | 2093.9898
0.4 |  |  | 3772.3855 | 3597.6711 | 5838.5115 | 4929.8265 | 3744.5216 | 3089.7398 | 2093.9898 | 2093.9898
1.4 |  |  | 3597.6711 | 3597.6711 | 6127.3727 | 4929.0274 | 3654.3967 | 3089.5823 | 2472.9759 | 2093.9898
1.5 |  |  | 3603.9699 | 3597.6711 | 5982.3007 | 4926.6716 | 3520.0417 | 3089.4036 | 2462.259 | 2093.9898
1.2 |  |  | 3680.7226 | 3597.6711 | 5843.4942 | 4926.1986 | 3465.9752 | 3088.8004 | 2377.519 | 2093.9898
0.6 |  |  | 3661.1294 | 3597.6711 | 5878.7236 | 4925.44 | 3525.9445 | 3088.3215 | 2352.7791 | 2093.9898
0.7 |  |  | 3450.372 | 3597.6711 | 5351.1299 | 4925.3139 | 3415.4935 | 3088.2531 | 1935.6363 | 2093.9898
0.6 |  |  | 3082.1997 | 3597.6711 | 4907.1961 | 4925.0482 | 3120.9691 | 3087.5925 | 1786.227 | 2093.9898
0.1 |  |  | 2607.7078 | 3597.6711 | 4593.067 | 4924.0897 | 3138.1294 | 3087.4542 | 1454.9376 | 2093.9898
0 |  |  | 2185.5818 | 3597.6711 | 3611.4183 | 4923.2596 | 2730.9021 | 3085.9122 | 880.5162 | 2093.9898
-0.3 |  |  | 2060.7678 | 3597.6711 | 3285.3576 | 4923.2049 | 2702.3003 | 3084.5731 | 583.0573 | 2093.9898
-0.7 |  |  | 2041.5737 | 3597.6711 | 3216.6549 | 4922.4861 | 2748.8945 | 3084.5079 | 467.7603 | 2093.9898
-1 |  |  | 2038.8368 | 3597.6711 | 3233.4504 | 4922.252 | 2824.3113 | 3084.0519 | 409.1392 | 2093.9898
-1.4 |  |  | 2062.4648 | 3597.6711 | 3486.8796 | 4920.9252 | 2979.1515 | 3083.7725 | 507.7281 | 2093.9898
-1.3 |  |  | 2169.7514 | 3597.6711 | 4222.1575 | 4920.4851 | 3316.4546 | 3083.3951 | 905.7029 | 2093.9898
-1.1 |  |  | 2599.8422 | 3597.6711 | 5885.7938 | 4919.0619 | 4058.5312 | 3082.6919 | 1827.2627 | 2093.9898
-0.6 |  |  | 3310.3489 | 3597.6711 | 6975.4542 | 4918.162 | 4267.2258 | 3082.315 | 2708.2283 | 2093.9898
0.2 |  |  | 3687.5442 | 3597.6711 | 6409.4828 | 4917.6618 | 4215.4753 | 3082.1282 | 2194.0075 | 2093.9898
0.9 |  |  | 3748.1888 | 3597.6711 | 5770.7186 | 4916.8036 | 3821.3266 | 3081.2197 | 1949.3919 | 2093.9898
1.4 |  |  | 3687.3062 | 3597.6711 | 5632.7107 | 4915.4196 | 3690.6363 | 3080.6857 | 1942.0744 | 2093.9898
1.3 |  |  | 3661.3593 | 3597.6711 | 5375.831 | 4914.9521 | 3634.8771 | 3079.6192 | 1740.9539 | 2093.9898
2.4 |  |  | 3617.0154 | 3597.6711 | 5025.9433 | 4914.8551 | 3370.8926 | 3079.1934 | 1655.0507 | 2093.9898
2.5 |  |  | 3579.9493 | 3597.6711 | 4930.2467 | 4914.6941 | 3320.0267 | 3079.1288 | 1610.22 | 2093.9898
2.9 |  |  | 3685.9794 | 3597.6711 | 4920.9252 | 4914.4862 | 3210.5708 | 3078.8737 | 1710.3543 | 2093.9898
1.8 |  |  | 3789.8597 | 3597.6711 | 5198.6769 | 4914.4776 | 3447.7207 | 3078.8137 | 1750.9562 | 2093.9898
3.6 |  |  | 3772.3855 | 3597.6711 | 5417.8819 | 4914.4409 | 3323.892 | 3078.8069 | 2093.9898 | 2093.9898
2.5 |  |  | 3597.6711 | 3597.6711 | 6004.9431 | 4913.0181 | 3531.9672 | 3078.5132 | 2472.9759 | 2093.9898
1.9 |  |  | 3603.9699 | 3597.6711 | 5958.9416 | 4912.3906 | 3496.6826 | 3077.6889 | 2462.259 | 2093.9898
1.7 |  |  | 3680.7226 | 3597.6711 | 5801.2212 | 4911.6486 | 3423.7023 | 3077.3635 | 2377.519 | 2093.9898
1 |  |  | 3661.1294 | 3597.6711 | 5850.9015 | 4911.5637 | 3498.1224 | 3077.3518 | 2352.7791 | 2093.9898
0.8 |  |  | 3450.372 | 3597.6711 | 5348.7916 | 4911.2027 | 3413.1553 | 3076.9878 | 1935.6363 | 2093.9898
0.6 |  |  | 3082.1997 | 3597.6711 | 4910.6502 | 4910.6502 | 3124.4233 | 3075.4437 | 1786.227 | 2093.9898
0.1 |  |  | 2607.7078 | 3597.6711 | 4594.7954 | 4910.6022 | 3139.8578 | 3075.0645 | 1454.9376 | 2093.9898
1 |  |  | 2185.5818 | 3597.6711 | 3540.5888 | 4910.5174 | 2660.0726 | 3073.5011 | 880.5162 | 2093.9898
1.5 |  |  | 2060.7678 | 3597.6711 | 3143.2427 | 4910.4929 | 2560.1855 | 3073.4159 | 583.0573 | 2093.9898
1.8 |  |  | 2041.5737 | 3597.6711 | 3038.3535 | 4909.7336 | 2570.5931 | 3072.9636 | 467.7603 | 2093.9898
0.3 |  |  | 2038.8368 | 3597.6711 | 3117.742 | 4909.344 | 2708.6028 | 3072.651 | 409.1392 | 2093.9898
1.2 |  |  | 2062.4648 | 3597.6711 | 3254.1409 | 4909.2797 | 2746.4128 | 3072.3131 | 507.7281 | 2093.9898
1.4 |  |  | 2169.7514 | 3597.6711 | 3890.2555 | 4909.1235 | 2984.5526 | 3072.0171 | 905.7029 | 2093.9898
1.9 |  |  | 2599.8422 | 3597.6711 | 5475.5757 | 4908.6546 | 3648.313 | 3071.0196 | 1827.2627 | 2093.9898
2.4 |  |  | 3310.3489 | 3597.6711 | 6547.5535 | 4908.4824 | 3839.3251 | 3070.9382 | 2708.2283 | 2093.9898
3 |  |  | 3687.5442 | 3597.6711 | 5990.0456 | 4908.303 | 3796.0382 | 3070.8987 | 2194.0075 | 2093.9898
3.8 |  |  | 3748.1888 | 3597.6711 | 5294.8215 | 4907.4555 | 3345.4296 | 3070.881 | 1949.3919 | 2093.9898
4.6 |  |  | 3687.3062 | 3597.6711 | 5097.8256 | 4907.1961 | 3155.7512 | 3070.7541 | 1942.0744 | 2093.9898
5.7 |  |  | 3661.3593 | 3597.6711 | 4670.7419 | 4907.1597 | 2929.788 | 3070.2481 | 1740.9539 | 2093.9898
5.8 |  |  | 3617.0154 | 3597.6711 | 4441.1988 | 4906.8388 | 2786.148 | 3069.9545 | 1655.0507 | 2093.9898
5.4 |  |  | 3579.9493 | 3597.6711 | 4404.041 | 4906.0763 | 2793.821 | 3069.855 | 1610.22 | 2093.9898
5.8 |  |  | 3685.9794 | 3597.6711 | 4382.6019 | 4905.3899 | 2672.2475 | 3069.6799 | 1710.3543 | 2093.9898
6.1 |  |  | 3789.8597 | 3597.6711 | 4437.486 | 4904.8624 | 2686.5298 | 3067.6058 | 1750.9562 | 2093.9898
6.4 |  |  | 3772.3855 | 3597.6711 | 4894.5386 | 4904.5554 | 2800.5487 | 3067.111 | 2093.9898 | 2093.9898
6.1 |  |  | 3597.6711 | 3597.6711 | 5382.6428 | 4904.4769 | 2909.6669 | 3067.0082 | 2472.9759 | 2093.9898
6 |  |  | 3603.9699 | 3597.6711 | 5320.9354 | 4904.2505 | 2858.6764 | 3066.9706 | 2462.259 | 2093.9898
5.3 |  |  | 3680.7226 | 3597.6711 | 5232.6289 | 4904.0073 | 2855.1099 | 3066.6035 | 2377.519 | 2093.9898
4.5 |  |  | 3661.1294 | 3597.6711 | 5339.4799 | 4903.4254 | 2986.7008 | 3066.4541 | 2352.7791 | 2093.9898
3.3 |  |  | 3450.372 | 3597.6711 | 4936.0756 | 4902.94 | 3000.4392 | 3065.3355 | 1935.6363 | 2093.9898
2.4 |  |  | 3082.1997 | 3597.6711 | 4559.553 | 4902.4013 | 2773.326 | 3065.2613 | 1786.227 | 2093.9898
1.8 |  |  | 2607.7078 | 3597.6711 | 4213.0369 | 4902.2814 | 2758.0993 | 3064.5927 | 1454.9376 | 2093.9898
1.6 |  |  | 2346.6555 | 3597.6711 | 3624.0011 | 4900.7638 | 2565.3038 | 3064.4631 | 1058.6973 | 2093.9898
1.2 |  |  | 2161.8075 | 3597.6711 | 3156.4769 | 4900.7485 | 2436.0185 | 3063.9803 | 720.4584 | 2093.9898
-0.1 |  |  | 2085.4126 | 3597.6711 | 2996.1438 | 4900.6785 | 2468.7648 | 3063.8338 | 527.379 | 2093.9898
-0.3 |  |  | 2042.7717 | 3597.6711 | 2899.1814 | 4899.8801 | 2474.2828 | 3063.4691 | 424.8986 | 2093.9898
-0.3 |  |  | 2040.2062 | 3597.6711 | 2957.8173 | 4899.6027 | 2539.1161 | 3063.4374 | 418.7012 | 2093.9898
-0.6 |  |  | 2048.0696 | 3597.6711 | 3251.1739 | 4899.1788 | 2738.8412 | 3063.2196 | 512.3326 | 2093.9898
-0.6 |  |  | 2151.985 | 3597.6711 | 3761.0564 | 4898.8243 | 3161.8892 | 3063.1633 | 599.1672 | 2093.9898
0.2 |  |  | 2461.9337 | 3597.6711 | 4160.7898 | 4898.2411 | 3121.7161 | 3062.2739 | 1039.0737 | 2093.9898
1.2 |  |  | 2877.2007 | 3597.6711 | 5066.5582 | 4898.0167 | 3324.0845 | 3062.257 | 1742.4737 | 2093.9898
3 |  |  | 3165.0601 | 3597.6711 | 5978.1452 | 4897.4803 | 3417.2882 | 3062.0628 | 2560.857 | 2093.9898
3.6 |  |  | 3164.7435 | 3597.6711 | 6068.0019 | 4896.299 | 3290.1905 | 3061.9147 | 2777.8114 | 2093.9898
4.3 |  |  | 3133.1785 | 3597.6711 | 5991.0223 | 4895.7026 | 3232.8984 | 3061.8858 | 2758.1239 | 2093.9898
5.3 |  |  | 3095.6351 | 3597.6711 | 5486.5883 | 4895.0815 | 3050.0724 | 3061.6303 | 2436.5158 | 2093.9898
5.2 |  |  | 3111.3285 | 3597.6711 | 5143.2061 | 4894.9584 | 2947.7502 | 3061.3566 | 2195.4559 | 2093.9898
5.3 |  |  | 3153.287 | 3597.6711 | 4891.3635 | 4894.6216 | 2877.5881 | 3061.003 | 2013.7755 | 2093.9898
3.8 |  |  | 3229.4675 | 3597.6711 | 5046.6516 | 4894.5386 | 3132.9795 | 3060.0745 | 1913.6721 | 2093.9898
2.4 |  |  | 3301.297 | 3597.6711 | 5420.0344 | 4893.7387 | 3443.0872 | 3059.986 | 1976.9473 | 2093.9898
3.3 |  |  | 3376.833 | 3597.6711 | 5560.5327 | 4893.4732 | 3278.2639 | 3058.8288 | 2282.2688 | 2093.9898
4.2 |  |  | 3505.6927 | 3597.6711 | 5330.4038 | 4892.5846 | 3133.183 | 3058.3167 | 2197.2207 | 2093.9898
3.9 |  |  | 3588.0767 | 3597.6711 | 5233.6245 | 4892.5079 | 3104.2707 | 3057.2035 | 2129.3539 | 2093.9898
3.2 |  |  | 3537.0971 | 3597.6711 | 5245.4034 | 4891.9842 | 3054.798 | 3057.1738 | 2190.6053 | 2093.9898
2.2 |  |  | 3307.1462 | 3597.6711 | 4925.0482 | 4891.3635 | 3048.418 | 3056.6536 | 1876.6302 | 2093.9898
1.4 |  |  | 2971.0933 | 3597.6711 | 4298.7885 | 4890.344 | 2700.7909 | 3056.1958 | 1597.9976 | 2093.9898
0.8 |  |  | 2570.7922 | 3597.6711 | 4015.3167 | 4890.2988 | 2797.0675 | 3054.9618 | 1218.2492 | 2093.9898
0.6 |  |  | 2343.1784 | 3597.6711 | 3830.9617 | 4889.8437 | 2772.2644 | 3054.798 | 1058.6973 | 2093.9898
0.4 |  |  | 2159.8604 | 3597.6711 | 3337.6435 | 4889.5227 | 2617.1852 | 3054.219 | 720.4584 | 2093.9898
-0.3 |  |  | 2083.2355 | 3597.6711 | 3154.3529 | 4889.3475 | 2626.9739 | 3054.0873 | 527.379 | 2093.9898
-0.5 |  |  | 2041.6223 | 3597.6711 | 3061.6078 | 4889.0463 | 2636.7092 | 3053.5279 | 424.8986 | 2093.9898
-1 |  |  | 2038.2145 | 3597.6711 | 3146.89 | 4888.893 | 2728.1888 | 3052.4965 | 418.7012 | 2093.9898
-1.5 |  |  | 2045.0139 | 3597.6711 | 3474.1678 | 4888.431 | 2961.8352 | 3052.1886 | 512.3326 | 2093.9898
-0.7 |  |  | 2145.5263 | 3597.6711 | 3887.8436 | 4887.9848 | 3288.6764 | 3052.0931 | 599.1672 | 2093.9898
1 |  |  | 2450.6092 | 3597.6711 | 4229.9329 | 4887.5111 | 3190.8592 | 3051.6989 | 1039.0737 | 2093.9898
2.5 |  |  | 2848.6074 | 3597.6711 | 5067.2318 | 4887.3402 | 3324.7581 | 3051.4814 | 1742.4737 | 2093.9898
3.2 |  |  | 3110.5949 | 3597.6711 | 6007.4119 | 4887.3124 | 3446.5549 | 3051.4373 | 2560.857 | 2093.9898
3.8 |  |  | 3092.1207 | 3597.6711 | 6116.3714 | 4886.6535 | 3338.56 | 3051.1081 | 2777.8114 | 2093.9898
4.9 |  |  | 3058.3923 | 3597.6711 | 5966.2416 | 4886.0677 | 3208.1178 | 3050.0724 | 2758.1239 | 2093.9898
4.3 |  |  | 3020.0621 | 3597.6711 | 5633.4607 | 4885.0257 | 3196.9449 | 3050.0107 | 2436.5158 | 2093.9898
6.2 |  |  | 3036.3484 | 3597.6711 | 4980.2919 | 4884.8559 | 2784.836 | 3049.6399 | 2195.4559 | 2093.9898
5.5 |  |  | 3085.0661 | 3597.6711 | 4893.4732 | 4884.5472 | 2879.6978 | 3049.2098 | 2013.7755 | 2093.9898
6 |  |  | 3169.5851 | 3597.6711 | 4716.4889 | 4884.532 | 2802.8167 | 3048.9714 | 1913.6721 | 2093.9898
6.9 |  |  | 3248.0281 | 3597.6711 | 4703.2044 | 4884.3918 | 2726.2572 | 3048.418 | 1976.9473 | 2093.9898
6.6 |  |  | 3328.3344 | 3597.6711 | 5116.2785 | 4884.1322 | 2834.0097 | 3047.9955 | 2282.2688 | 2093.9898
6 |  |  | 3468.7702 | 3597.6711 | 5119.913 | 4883.9042 | 2922.6922 | 3047.9303 | 2197.2207 | 2093.9898
5.2 |  |  | 3563.6681 | 3597.6711 | 5056.1734 | 4883.2402 | 2926.8195 | 3047.8525 | 2129.3539 | 2093.9898
3.3 |  |  | 3521.924 | 3597.6711 | 5207.6928 | 4881.9154 | 3017.0875 | 3047.543 | 2190.6053 | 2093.9898
2.7 |  |  | 3297.8561 | 3596.9963 | 4850.3438 | 4881.5035 | 2973.7136 | 3046.9393 | 1876.6302 | 2093.9898
2.6 |  |  | 2964.6324 | 3596.8603 | 4168.2622 | 4881.1094 | 2570.2646 | 3046.9316 | 1597.9976 | 2093.9898
2 |  |  | 2566.1688 | 3596.567 | 3867.3358 | 4880.419 | 2649.0866 | 3046.7411 | 1218.2492 | 2093.9898
1.6 |  |  | 2185.5818 | 3595.394 | 3307.9103 | 4879.7671 | 2427.3941 | 3046.4417 | 880.5162 | 2093.9898
1.3 |  |  | 2060.7678 | 3595.394 | 2963.2748 | 4879.2063 | 2380.2176 | 3046.2887 | 583.0573 | 2093.9898
-0.9 |  |  | 2041.5737 | 3593.7678 | 2996.264 | 4879.0454 | 2528.5036 | 3046.2669 | 467.7603 | 2093.9898
-0.4 |  |  | 2038.8368 | 3592.1774 | 2956.0084 | 4878.5814 | 2546.8692 | 3046.2449 | 409.1392 | 2093.9898
-1.1 |  |  | 2062.4648 | 3592.1774 | 3224.2003 | 4878.3458 | 2716.4722 | 3046.2076 | 507.7281 | 2093.9898
-1.9 |  |  | 2169.7514 | 3592.1774 | 4010.2519 | 4877.4734 | 3104.5491 | 3045.9596 | 905.7029 | 2093.9898
0.8 |  |  | 2599.8422 | 3592.1774 | 5437.4527 | 4877.3656 | 3610.19 | 3045.8418 | 1827.2627 | 2093.9898
0.9 |  |  | 3310.3489 | 3592.1774 | 6515.1443 | 4876.6332 | 3806.916 | 3045.7564 | 2708.2283 | 2093.9898
3.5 |  |  | 3687.5442 | 3592.1774 | 5754.4466 | 4876.3463 | 3560.4391 | 3044.8931 | 2194.0075 | 2093.9898
5 |  |  | 3748.1888 | 3591.0327 | 5009.378 | 4876.3316 | 3059.986 | 3044.6158 | 1949.3919 | 2093.9898
5.5 |  |  | 3687.3062 | 3591.0026 | 4866.2341 | 4875.1502 | 2924.1598 | 3044.2125 | 1942.0744 | 2093.9898
7 |  |  | 3661.3593 | 3588.463 | 4405.263 | 4873.9036 | 2664.3092 | 3043.8339 | 1740.9539 | 2093.9898
7.2 |  |  | 3617.0154 | 3588.0767 | 4170.1376 | 4873.1866 | 2515.0868 | 3043.6286 | 1655.0507 | 2093.9898
7.9 |  |  | 3579.9493 | 3588.0767 | 3990.7051 | 4872.9277 | 2380.4851 | 3043.44 | 1610.22 | 2093.9898
8 |  |  | 3685.9794 | 3588.0767 | 4009.0154 | 4871.6509 | 2298.661 | 3042.8759 | 1710.3543 | 2093.9898
7.9 |  |  | 3789.8597 | 3588.0767 | 4113.5981 | 4870.6985 | 2362.6419 | 3042.6055 | 1750.9562 | 2093.9898
7.1 |  |  | 3772.3855 | 3588.0767 | 4741.5961 | 4870.6877 | 2647.6063 | 3042.1379 | 2093.9898 | 2093.9898
5.4 |  |  | 3597.6711 | 3588.0767 | 5428.6681 | 4869.9602 | 2955.6922 | 3041.5594 | 2472.9759 | 2093.9898
4.6 |  |  | 3603.9699 | 3588.0767 | 5434.5088 | 4869.826 | 2972.2498 | 3040.8432 | 2462.259 | 2093.9898
3.6 |  |  | 3680.7226 | 3588.0767 | 5395.1537 | 4869.3765 | 3017.6347 | 3040.5862 | 2377.519 | 2093.9898
3 |  |  | 3661.1294 | 3588.0767 | 5464.9818 | 4868.3769 | 3112.2027 | 3039.8002 | 2352.7791 | 2093.9898
2.2 |  |  | 3450.372 | 3588.0767 | 5023.0906 | 4867.2947 | 3087.4542 | 3038.8494 | 1935.6363 | 2093.9898
1.9 |  |  | 3082.1997 | 3588.0767 | 4610.6064 | 4866.3675 | 2824.3794 | 3038.3452 | 1786.227 | 2093.9898
1.5 |  |  | 2607.7078 | 3588.0767 | 4259.1363 | 4866.2341 | 2804.1987 | 3037.2097 | 1454.9376 | 2093.9898
0.9 |  |  | 2185.5818 | 3588.0767 | 3317.8352 | 4866.1457 | 2437.319 | 3037.0181 | 880.5162 | 2093.9898
0.8 |  |  | 2060.7678 | 3588.0767 | 2965.6893 | 4866.082 | 2382.632 | 3036.8676 | 583.0573 | 2093.9898
0.2 |  |  | 2041.5737 | 3588.0767 | 2881.1106 | 4866.0596 | 2413.3502 | 3036.5732 | 467.7603 | 2093.9898
-0.1 |  |  | 2038.8368 | 3588.0767 | 2888.5786 | 4865.3558 | 2479.4394 | 3036.1826 | 409.1392 | 2093.9898
-0.8 |  |  | 2062.4648 | 3588.0767 | 3153.6733 | 4864.6746 | 2645.9452 | 3035.2436 | 507.7281 | 2093.9898
-1.7 |  |  | 2169.7514 | 3588.0767 | 3934.8047 | 4862.7078 | 3029.1018 | 3035.2249 | 905.7029 | 2093.9898
-1.4 |  |  | 2599.8422 | 3588.0767 | 5643.5544 | 4862.6589 | 3816.2917 | 3035.1611 | 1827.2627 | 2093.9898
-0.6 |  |  | 3310.3489 | 3588.0767 | 6631.55 | 4862.0236 | 3923.3217 | 3033.8627 | 2708.2283 | 2093.9898
2 |  |  | 3687.5442 | 3588.0767 | 5875.8671 | 4861.5053 | 3681.8596 | 3033.8543 | 2194.0075 | 2093.9898
3.8 |  |  | 3748.1888 | 3588.0767 | 5146.167 | 4861.0112 | 3196.775 | 3033.8066 | 1949.3919 | 2093.9898
5.8 |  |  | 3687.3062 | 3588.0767 | 4829.4977 | 4860.6882 | 2887.4233 | 3032.8527 | 1942.0744 | 2093.9898
6.4 |  |  | 3661.3593 | 3588.0767 | 4493.5273 | 4860.6423 | 2752.5734 | 3032.4343 | 1740.9539 | 2093.9898
7.2 |  |  | 3617.0154 | 3588.0767 | 4188.0896 | 4858.0956 | 2533.0389 | 3031.6102 | 1655.0507 | 2093.9898
6.9 |  |  | 3579.9493 | 3587.3108 | 4150.2909 | 4857.7739 | 2540.0708 | 3030.225 | 1610.22 | 2093.9898
6.9 |  |  | 3685.9794 | 3587.3108 | 4187.4071 | 4857.5211 | 2477.0528 | 3029.1018 | 1710.3543 | 2093.9898
7.3 |  |  | 3789.8597 | 3587.1845 | 4235.2791 | 4856.4629 | 2484.3229 | 3028.8565 | 1750.9562 | 2093.9898
8.3 |  |  | 3772.3855 | 3586.5734 | 4607.6054 | 4856.0508 | 2513.6155 | 3028.7119 | 2093.9898 | 2093.9898
7.9 |  |  | 3597.6711 | 3586.5403 | 5127.9202 | 4855.1994 | 2654.9443 | 3028.5331 | 2472.9759 | 2093.9898
6.2 |  |  | 3603.9699 | 3585.1077 | 5286.1324 | 4854.0518 | 2823.8734 | 3028.0442 | 2462.259 | 2093.9898
6.7 |  |  | 3680.7226 | 3584.1093 | 5073.8326 | 4852.4788 | 2696.3137 | 3026.9417 | 2377.519 | 2093.9898
5.1 |  |  | 3661.1294 | 3583.1022 | 5280.6802 | 4852.2661 | 2927.9011 | 3025.1744 | 2352.7791 | 2093.9898
5.3 |  |  | 3450.372 | 3583.1022 | 4776.7646 | 4852.2038 | 2841.1283 | 3024.6799 | 1935.6363 | 2093.9898
5 |  |  | 3082.1997 | 3580.809 | 4342.5583 | 4851.7749 | 2556.3314 | 3024.6402 | 1786.227 | 2093.9898
4.7 |  |  | 2607.7078 | 3579.9493 | 3946.2432 | 4850.3438 | 2491.3056 | 3024.0365 | 1454.9376 | 2093.9898
3.8 |  |  | 2185.5818 | 3579.9493 | 3060.8167 | 4850.0323 | 2180.3006 | 3023.9467 | 880.5162 | 2093.9898
3.6 |  |  | 2060.7678 | 3579.9493 | 2687.6001 | 4848.9964 | 2104.5428 | 3022.6422 | 583.0573 | 2093.9898
3.6 |  |  | 2041.5737 | 3579.9493 | 2579.3459 | 4848.4838 | 2111.5855 | 3022.493 | 467.7603 | 2093.9898
3.3 |  |  | 2038.8368 | 3579.9493 | 2568.3171 | 4847.829 | 2159.178 | 3022.2055 | 409.1392 | 2093.9898
1.8 |  |  | 2062.4648 | 3579.9493 | 2857.0327 | 4846.9645 | 2349.3046 | 3022.1061 | 507.7281 | 2093.9898
2.1 |  |  | 2169.7514 | 3579.9493 | 3434.3965 | 4846.5831 | 2528.6937 | 3021.6229 | 905.7029 | 2093.9898
2.2 |  |  | 2599.8422 | 3579.9493 | 5105.7848 | 4845.9937 | 3278.5222 | 3020.9677 | 1827.2627 | 2093.9898
2.4 |  |  | 3310.3489 | 3579.9493 | 6120.5654 | 4843.5808 | 3412.337 | 3019.3504 | 2708.2283 | 2093.9898
3.5 |  |  | 3687.5442 | 3579.9493 | 5489.4986 | 4843.4852 | 3295.4911 | 3019.1576 | 2194.0075 | 2093.9898
5.2 |  |  | 3748.1888 | 3579.9493 | 4777.3706 | 4843.4517 | 2827.9787 | 3018.918 | 1949.3919 | 2093.9898
7.1 |  |  | 3687.3062 | 3579.9493 | 4486.3004 | 4843.0908 | 2544.2261 | 3018.1462 | 1942.0744 | 2093.9898
8.8 |  |  | 3661.3593 | 3579.9493 | 4054.6773 | 4842.8011 | 2313.7234 | 3017.6347 | 1740.9539 | 2093.9898
7.1 |  |  | 3617.0154 | 3579.9493 | 4051.7289 | 4842.292 | 2396.6782 | 3017.2265 | 1655.0507 | 2093.9898
8.5 |  |  | 3579.9493 | 3579.9493 | 3785.6153 | 4841.9503 | 2175.3953 | 3017.0875 | 1610.22 | 2093.9898
8.8 |  |  | 3685.9794 | 3579.9493 | 3858.3212 | 4841.3545 | 2147.9668 | 3016.8893 | 1710.3543 | 2093.9898
8.9 |  |  | 3789.8597 | 3579.9493 | 3955.2788 | 4840.8684 | 2204.3226 | 3016.6215 | 1750.9562 | 2093.9898
8.7 |  |  | 3772.3855 | 3579.9493 | 4470.7124 | 4840.7176 | 2376.7226 | 3016.5352 | 2093.9898 | 2093.9898
8.8 |  |  | 3597.6711 | 3579.9493 | 4916.8036 | 4840.0572 | 2443.8277 | 3016.4362 | 2472.9759 | 2093.9898
9 |  |  | 3603.9699 | 3579.9493 | 4818.3888 | 4839.8369 | 2356.1298 | 3016.3435 | 2462.259 | 2093.9898
8.1 |  |  | 3680.7226 | 3579.9493 | 4754.8223 | 4839.5827 | 2377.3033 | 3015.9954 | 2377.519 | 2093.9898
6.3 |  |  | 3661.1294 | 3579.9493 | 5000.9481 | 4838.6099 | 2648.169 | 3015.5384 | 2352.7791 | 2093.9898
6.3 |  |  | 3450.372 | 3579.9493 | 4524.4812 | 4838.3891 | 2588.8448 | 3015.4774 | 1935.6363 | 2093.9898
6.1 |  |  | 3082.1997 | 3579.9493 | 4101.622 | 4838.1048 | 2315.395 | 3014.8318 | 1786.227 | 2093.9898
6.1 |  |  | 2607.7078 | 3579.9493 | 3662.7824 | 4837.8106 | 2207.8448 | 3014.182 | 1454.9376 | 2093.9898
6.2 |  |  | 2185.5818 | 3579.9493 | 2717.3701 | 4837.6942 | 1836.854 | 3013.436 | 880.5162 | 2093.9898
6.1 |  |  | 2060.7678 | 3579.9493 | 2320.1786 | 4837.3639 | 1737.1213 | 3012.9995 | 583.0573 | 2093.9898
5.8 |  |  | 2041.5737 | 3579.9493 | 2239.8533 | 4836.8234 | 1772.093 | 3012.9393 | 467.7603 | 2093.9898
5 |  |  | 2038.8368 | 3579.9493 | 2263.5606 | 4834.2465 | 1854.4214 | 3012.8116 | 409.1392 | 2093.9898
5.2 |  |  | 2062.4648 | 3579.9493 | 2421.4753 | 4833.1658 | 1913.7473 | 3012.6721 | 507.7281 | 2093.9898
4.5 |  |  | 2169.7514 | 3579.9493 | 3000.1696 | 4832.6572 | 2094.4668 | 3012.638 | 905.7029 | 2093.9898
5.8 |  |  | 2599.8422 | 3579.9493 | 4535.6283 | 4831.8713 | 2708.3656 | 3012.319 | 1827.2627 | 2093.9898
7.5 |  |  | 3310.3489 | 3579.9493 | 5331.2148 | 4831.7055 | 2622.9864 | 3012.1261 | 2708.2283 | 2093.9898
10.2 |  |  | 3687.5442 | 3579.9493 | 4531.4118 | 4831.5084 | 2337.4043 | 3011.6349 | 2194.0075 | 2093.9898
11.5 |  |  | 3748.1888 | 3579.9493 | 3898.1998 | 4830.3702 | 1948.8078 | 3010.3791 | 1949.3919 | 2093.9898
12.6 |  |  | 3687.3062 | 3579.9493 | 2027.2548 | 4829.8839 | 85.1804 | 3009.3571 | 1942.0744 | 2093.9898
13 |  |  | 3661.3593 | 3579.9493 | 1883.2604 | 4829.7396 | 142.3065 | 3008.7071 | 1740.9539 | 2093.9898
12.3 |  |  | 3617.0154 | 3579.9493 | 3402.8377 | 4829.4977 | 1747.787 | 3007.9258 | 1655.0507 | 2093.9898
11.6 |  |  | 3579.9493 | 3579.9493 | 3357.1852 | 4829.1916 | 1746.9652 | 3007.6052 | 1610.22 | 2093.9898
12.9 |  |  | 3685.9794 | 3579.9493 | 3322.705 | 4828.2634 | 1612.3506 | 3005.6112 | 1710.3543 | 2093.9898
13.1 |  |  | 3789.8597 | 3579.9493 | 3385.1652 | 4827.5045 | 1634.2091 | 3004.8117 | 1750.9562 | 2093.9898
12.3 |  |  | 3772.3855 | 3579.9493 | 3937.2595 | 4827.3017 | 1843.2696 | 3004.4792 | 2093.9898 | 2093.9898
12.1 |  |  | 3597.6711 | 3579.9493 | 4402.9595 | 4826.3705 | 1929.9836 | 3004.2247 | 2472.9759 | 2093.9898
11.3 |  |  | 3603.9699 | 3579.9493 | 4373.4646 | 4826.166 | 1911.2056 | 3003.9547 | 2462.259 | 2093.9898
10.8 |  |  | 3680.7226 | 3579.9493 | 4313.4001 | 4826.0686 | 1935.8811 | 3003.3832 | 2377.519 | 2093.9898
10.2 |  |  | 3661.1294 | 3579.9493 | 4451.5674 | 4825.5495 | 2098.7883 | 3003.2084 | 2352.7791 | 2093.9898
10.1 |  |  | 3450.372 | 3579.9493 | 3976.9738 | 4825.2923 | 2041.3375 | 3002.9746 | 1935.6363 | 2093.9898
8.4 |  |  | 3082.1997 | 3579.9493 | 3650.4856 | 4824.6772 | 1864.2586 | 3002.5761 | 1786.227 | 2093.9898
7.5 |  |  | 2607.7078 | 3579.9493 | 3245.8875 | 4823.245 | 1790.9499 | 3002.4694 | 1454.9376 | 2093.9898
7.2 |  |  | 2185.5818 | 3579.9493 | 2328.3113 | 4822.5045 | 1447.7951 | 3001.7867 | 880.5162 | 2093.9898
6.3 |  |  | 2060.7678 | 3579.9493 | 1982.6322 | 4821.0592 | 1399.575 | 3001.4753 | 583.0573 | 2093.9898
2.6 |  |  | 2041.5737 | 3579.9493 | 2092.516 | 4819.8952 | 1624.7557 | 3000.4392 | 467.7603 | 2093.9898
2.1 |  |  | 2038.8368 | 3579.9493 | 2117.8588 | 4819.0154 | 1708.7196 | 3000.2966 | 409.1392 | 2093.9898
1.6 |  |  | 2062.4648 | 3579.9493 | 2381.2177 | 4818.5762 | 1873.4896 | 3000.2727 | 507.7281 | 2093.9898
0.8 |  |  | 2169.7514 | 3579.9493 | 3063.0624 | 4818.3888 | 2157.3596 | 2999.8432 | 905.7029 | 2093.9898
1.2 |  |  | 2599.8422 | 3579.9493 | 4824.6772 | 4816.7849 | 2997.4145 | 2999.3784 | 1827.2627 | 2093.9898
1.6 |  |  | 3310.3489 | 3579.9493 | 5754.188 | 4816.7375 | 3045.9596 | 2998.8798 | 2708.2283 | 2093.9898
1.9 |  |  | 3687.5442 | 3579.9493 | 5218.044 | 4815.4193 | 3024.0365 | 2998.7666 | 2194.0075 | 2093.9898
3.2 |  |  | 3748.1888 | 3579.9493 | 4719.4207 | 4815.0207 | 2770.0288 | 2998.7414 | 1949.3919 | 2093.9898
3.3 |  |  | 3687.3062 | 3579.9493 | 4754.0924 | 4812.0638 | 2812.018 | 2997.8614 | 1942.0744 | 2093.9898
2.7 |  |  | 3661.3593 | 3579.9493 | 4661.4934 | 4811.1538 | 2920.5396 | 2997.4145 | 1740.9539 | 2093.9898
4.4 |  |  | 3617.0154 | 3579.9493 | 4307.2735 | 4810.5765 | 2652.2228 | 2996.7352 | 1655.0507 | 2093.9898
2.5 |  |  | 3579.9493 | 3579.9493 | 4526.6949 | 4810.2826 | 2916.4749 | 2996.0266 | 1610.22 | 2093.9898
3.4 |  |  | 3685.9794 | 3579.9493 | 4565.213 | 4810.1737 | 2854.8586 | 2996.0199 | 1710.3543 | 2093.9898
5.2 |  |  | 3789.8597 | 3579.9493 | 4436.7265 | 4810.0869 | 2685.7703 | 2995.7558 | 1750.9562 | 2093.9898
4.8 |  |  | 3772.3855 | 3579.9493 | 4969.7718 | 4809.6956 | 2875.7819 | 2995.51 | 2093.9898 | 2093.9898
4.7 |  |  | 3597.6711 | 3579.9493 | 5432.5496 | 4809.2717 | 2959.5737 | 2994.0639 | 2472.9759 | 2093.9898
4.4 |  |  | 3603.9699 | 3579.9493 | 5366.734 | 4808.4287 | 2904.475 | 2993.8066 | 2462.259 | 2093.9898
2.8 |  |  | 3680.7226 | 3579.9493 | 5419.0784 | 4807.9245 | 3041.5594 | 2993.7265 | 2377.519 | 2093.9898
2.3 |  |  | 3661.1294 | 3579.9493 | 5487.9065 | 4807.8874 | 3135.1274 | 2993.0727 | 2352.7791 | 2093.9898
2 |  |  | 3450.372 | 3579.9493 | 5023.9578 | 4806.8279 | 3088.3215 | 2993.0375 | 1935.6363 | 2020.6039
1.7 |  |  | 3082.1997 | 3579.9493 | 4632.3466 | 4803.6234 | 2846.1196 | 2992.2479 | 1786.227 | 2020.6039
1.5 |  |  | 2607.7078 | 3579.9493 | 4284.7169 | 4802.9711 | 2829.7793 | 2991.6273 | 1454.9376 | 2020.6039
0.3 |  |  | 2346.6555 | 3579.9493 | 3798.6994 | 4802.8959 | 2740.0021 | 2991.6195 | 1058.6973 | 2020.6039
0.4 |  |  | 2161.8075 | 3579.9493 | 3309.6568 | 4802.3927 | 2589.1984 | 2990.6789 | 720.4584 | 2020.6039
-1.1 |  |  | 2085.4126 | 3579.9493 | 3184.6365 | 4801.7423 | 2657.2575 | 2990.4013 | 527.379 | 2020.6039
-1.8 |  |  | 2042.7717 | 3579.9493 | 3137.1616 | 4801.5241 | 2712.263 | 2989.9931 | 424.8986 | 2020.6039
-1.6 |  |  | 2040.2062 | 3579.9493 | 3189.2895 | 4800.8506 | 2770.5883 | 2989.9342 | 418.7012 | 2020.6039
-1.8 |  |  | 2048.0696 | 3579.9493 | 3517.9439 | 4799.2838 | 3005.6112 | 2989.481 | 512.3326 | 2020.6039
-0.3 |  |  | 2151.985 | 3579.9493 | 3886.7959 | 4798.6762 | 3287.6287 | 2989.0642 | 599.1672 | 2020.6039
1.2 |  |  | 2461.9337 | 3579.9493 | 4254.0582 | 4798.4976 | 3214.9846 | 2988.857 | 1039.0737 | 2020.6039
2.3 |  |  | 2877.2007 | 3579.9493 | 5122.4291 | 4797.5082 | 3379.9554 | 2988.5635 | 1742.4737 | 2020.6039
3.3 |  |  | 3165.0601 | 3579.9493 | 6031.5266 | 4796.4936 | 3470.6696 | 2987.6233 | 2560.857 | 2020.6039
4.6 |  |  | 3164.7435 | 3579.9493 | 6103.7895 | 4796.2695 | 3325.9782 | 2987.521 | 2777.8114 | 2020.6039
4.8 |  |  | 3133.1785 | 3579.9493 | 6008.9592 | 4794.8355 | 3250.8354 | 2987.0868 | 2758.1239 | 2020.6039
4.9 |  |  | 3095.6351 | 3579.9493 | 5594.7699 | 4794.5143 | 3158.2541 | 2986.9622 | 2436.5158 | 2020.6039
5 |  |  | 3111.3285 | 3579.9493 | 5184.0194 | 4794.0958 | 2988.5635 | 2986.781 | 2195.4559 | 2020.6039
6.1 |  |  | 3153.287 | 3579.9493 | 4838.3891 | 4793.5369 | 2824.6137 | 2986.7008 | 2013.7755 | 2020.6039
6.4 |  |  | 3229.4675 | 3579.9493 | 4668.4842 | 4792.875 | 2754.8121 | 2986.3614 | 1913.6721 | 2020.6039
5.8 |  |  | 3301.297 | 3579.9493 | 4889.5227 | 4791.7605 | 2912.5755 | 2984.5526 | 1976.9473 | 2020.6039
5.5 |  |  | 3376.833 | 3579.9493 | 5277.7788 | 4791.4205 | 2995.51 | 2984.2954 | 2282.2688 | 2020.6039
5.6 |  |  | 3505.6927 | 3579.9493 | 5179.3109 | 4790.4524 | 2982.0901 | 2984.0957 | 2197.2207 | 2013.7755
5.8 |  |  | 3588.0767 | 3579.9493 | 4994.3558 | 4789.2016 | 2865.0019 | 2984.0927 | 2129.3539 | 2013.7755
5.4 |  |  | 3537.0971 | 3579.9493 | 4976.797 | 4788.4507 | 2786.1917 | 2984.0783 | 2190.6053 | 2013.7755
4.9 |  |  | 3307.1462 | 3579.9493 | 4608.5842 | 4788.3044 | 2731.954 | 2983.8911 | 1876.6302 | 2013.7755
4.5 |  |  | 2971.0933 | 3579.9493 | 4016.1127 | 4788.237 | 2418.1151 | 2983.8189 | 1597.9976 | 2013.7755
4.3 |  |  | 2570.7922 | 3579.9493 | 3665.666 | 4787.3956 | 2447.4169 | 2983.798 | 1218.2492 | 2013.7755
4.3 |  |  | 2343.1784 | 3579.9493 | 3464.153 | 4785.7595 | 2405.4557 | 2983.1557 | 1058.6973 | 2013.7755
4.1 |  |  | 2159.8604 | 3579.9493 | 2928.3653 | 4785.2657 | 2207.9069 | 2982.8243 | 720.4584 | 2013.7755
4.1 |  |  | 2083.2355 | 3579.9493 | 2708.6348 | 4783.6738 | 2181.2557 | 2982.7926 | 527.379 | 2013.7755
4 |  |  | 2041.6223 | 3579.9493 | 2589.0887 | 4782.4907 | 2164.1901 | 2982.1316 | 424.8986 | 2013.7755
3.8 |  |  | 2038.2145 | 3579.9493 | 2624.5401 | 4782.2106 | 2205.8389 | 2982.0901 | 418.7012 | 2013.7755
4.1 |  |  | 2045.0139 | 3579.9493 | 2724.7407 | 4781.9828 | 2212.4081 | 2981.3064 | 512.3326 | 2013.7755
4.3 |  |  | 2145.5263 | 3579.9493 | 3310.3178 | 4781.4887 | 2711.1506 | 2981.265 | 599.1672 | 2013.7755
4.9 |  |  | 2450.6092 | 3579.9493 | 3698.4407 | 4780.9183 | 2659.367 | 2981.123 | 1039.0737 | 2013.7755
5.1 |  |  | 2848.6074 | 3579.9493 | 4613.2328 | 4780.3016 | 2870.7591 | 2980.8684 | 1742.4737 | 2013.7755
6 |  |  | 3110.5949 | 3579.9493 | 5489.9383 | 4780.2547 | 2929.0813 | 2979.6354 | 2560.857 | 2013.7755
6.1 |  |  | 3092.1207 | 3579.9493 | 5664.8402 | 4778.1636 | 2887.0288 | 2979.2268 | 2777.8114 | 2013.7755
7.9 |  |  | 3058.3923 | 3579.9493 | 5458.6787 | 4778.1242 | 2700.5549 | 2979.1515 | 2758.1239 | 2013.7755
7 |  |  | 3020.0621 | 3579.9493 | 5125.2992 | 4778.0136 | 2688.7834 | 2979.0578 | 2436.5158 | 2013.7755
8.8 |  |  | 3036.3484 | 3579.9493 | 4541.6458 | 4777.8215 | 2346.19 | 2978.4957 | 2195.4559 | 2013.7755
9.2 |  |  | 3085.0661 | 3579.9493 | 4325.9325 | 4777.3706 | 2312.1571 | 2977.7784 | 2013.7755 | 2013.7755
8.8 |  |  | 3169.5851 | 3577.6253 | 4226.5859 | 4777.2379 | 2312.9137 | 2976.9968 | 1913.6721 | 2013.7755
8.2 |  |  | 3248.0281 | 3576.5156 | 4468.7152 | 4777.1365 | 2491.7679 | 2975.0793 | 1976.9473 | 2013.7755
8.3 |  |  | 3328.3344 | 3576.4887 | 4793.5369 | 4776.7646 | 2511.2681 | 2974.8925 | 2282.2688 | 2013.7755
8.8 |  |  | 3468.7702 | 3574.3308 | 4616.5458 | 4776.3635 | 2419.3251 | 2974.7499 | 2197.2207 | 2013.7755
9.4 |  |  | 3563.6681 | 3573.6492 | 4382.4406 | 4776.0528 | 2253.0867 | 2974.2614 | 2129.3539 | 2013.7755
8.9 |  |  | 3521.924 | 3573.2864 | 4355.1939 | 4775.6349 | 2164.5885 | 2973.8626 | 2190.6053 | 2013.7755
8.3 |  |  | 3297.8561 | 3570.0214 | 4082.6481 | 4775.0795 | 2206.0179 | 2973.7136 | 1876.6302 | 2013.7755
8.7 |  |  | 2964.6324 | 3569.867 | 3437.903 | 4774.6133 | 1839.9055 | 2973.4448 | 1597.9976 | 2013.7755
8.4 |  |  | 2566.1688 | 3569.867 | 3044.9717 | 4774.5388 | 1826.7225 | 2973.042 | 1218.2492 | 2013.7755
8 |  |  | 2185.5818 | 3569.6586 | 2506.7061 | 4773.8583 | 1626.1899 | 2973.019 | 880.5162 | 2013.7755
8.4 |  |  | 2060.7678 | 3568.8474 | 2053.9275 | 4773.4125 | 1470.8702 | 2972.549 | 583.0573 | 2013.7755
8.2 |  |  | 2041.5737 | 3568.7802 | 1972.924 | 4773.3557 | 1505.1637 | 2972.2994 | 467.7603 | 2013.7755
7.8 |  |  | 2038.8368 | 3568.2075 | 1958.2805 | 4772.8625 | 1549.1413 | 2972.2498 | 409.1392 | 2013.7755
7.9 |  |  | 2062.4648 | 3568.2075 | 2102.6664 | 4772.806 | 1594.9383 | 2971.921 | 507.7281 | 2013.7755
7.8 |  |  | 2169.7514 | 3567.9397 | 2569.1124 | 4772.2401 | 1663.4095 | 2971.3252 | 905.7029 | 2013.7755
7.7 |  |  | 2599.8422 | 3567.8447 | 4231.2337 | 4771.711 | 2403.9711 | 2971.2629 | 1827.2627 | 2013.7755
7.9 |  |  | 3310.3489 | 3567.6935 | 5191.6666 | 4771.6848 | 2483.4383 | 2969.9384 | 2708.2283 | 2013.7755
8.1 |  |  | 3687.5442 | 3567.2704 | 4638.3372 | 4771.1321 | 2444.3297 | 2969.7743 | 2194.0075 | 2013.7755
8.1 |  |  | 3748.1888 | 3564.7112 | 4137.3187 | 4770.4029 | 2187.9268 | 2969.2772 | 1949.3919 | 2013.7755
8.2 |  |  | 3687.3062 | 3564.5797 | 4120.7742 | 4770.2 | 2178.6998 | 2968.8406 | 1942.0744 | 2013.7755
8.3 |  |  | 3661.3593 | 3564.3074 | 3898.8252 | 4769.8409 | 2157.8713 | 2968.7701 | 1740.9539 | 2013.7755
8.8 |  |  | 3617.0154 | 3564.2286 | 3708.1543 | 4768.8835 | 2053.1036 | 2968.5279 | 1655.0507 | 2013.7755
9 |  |  | 3579.9493 | 3563.6681 | 3607.8787 | 4767.8956 | 1997.6587 | 2968.0696 | 1610.22 | 2013.7755
10 |  |  | 3685.9794 | 3563.6681 | 3614.3606 | 4767.8455 | 1904.0063 | 2967.1642 | 1710.3543 | 2013.7755
10.2 |  |  | 3789.8597 | 3563.6681 | 3713.5245 | 4767.6843 | 1962.5683 | 2966.5428 | 1750.9562 | 2013.7755
10.4 |  |  | 3772.3855 | 3563.6681 | 4163.5736 | 4767.1882 | 2069.5838 | 2966.1286 | 2093.9898 | 2013.7755
7.4 |  |  | 3597.6711 | 3563.6681 | 4838.1048 | 4766.2363 | 2365.1289 | 2965.933 | 2472.9759 | 2013.7755
6.8 |  |  | 3603.9699 | 3563.6681 | 4788.4507 | 4765.65 | 2326.1917 | 2965.6542 | 2462.259 | 2013.7755
6.4 |  |  | 3680.7226 | 3563.6681 | 4732.2178 | 4765.2324 | 2354.6988 | 2965.3893 | 2377.519 | 2013.7755
5.8 |  |  | 3661.1294 | 3563.6681 | 4847.829 | 4764.6443 | 2495.05 | 2965.011 | 2352.7791 | 2013.7755
6.3 |  |  | 3450.372 | 3563.6681 | 4327.0931 | 4763.4469 | 2391.4568 | 2964.9664 | 1935.6363 | 2013.7755
6.9 |  |  | 3082.1997 | 3563.6681 | 3868.6461 | 4763.4142 | 2082.4191 | 2964.6348 | 1786.227 | 2013.7755
7.6 |  |  | 2607.7078 | 3563.6681 | 3354.8521 | 4763.1836 | 1899.9145 | 2964.2438 | 1454.9376 | 2013.7755
8.5 |  |  | 2185.5818 | 3563.6681 | 2368.5089 | 4763.0764 | 1487.9927 | 2963.427 | 880.5162 | 2013.7755
8.2 |  |  | 2060.7678 | 3563.6681 | 1979.1901 | 4762.9992 | 1396.1328 | 2963.3844 | 583.0573 | 2013.7755
8 |  |  | 2041.5737 | 3563.6681 | 1902.158 | 4761.6935 | 1434.3977 | 2963.124 | 467.7603 | 2013.7755
7.9 |  |  | 2038.8368 | 3563.6681 | 1884.7951 | 4759.8023 | 1475.6559 | 2962.4358 | 409.1392 | 2013.7755
7.9 |  |  | 2062.4648 | 3563.6681 | 2054.8517 | 4759.5878 | 1547.1236 | 2961.8352 | 507.7281 | 2013.7755
8.2 |  |  | 2169.7514 | 3563.6681 | 2513.4409 | 4757.8786 | 1607.738 | 2961.5527 | 905.7029 | 2013.7755
7.9 |  |  | 2599.8422 | 3563.6681 | 4203.9805 | 4757.4899 | 2376.7179 | 2961.5322 | 1827.2627 | 2013.7755
8.3 |  |  | 3310.3489 | 3563.6681 | 5161.5333 | 4757.0741 | 2453.3049 | 2959.7492 | 2708.2283 | 2013.7755
8.9 |  |  | 3687.5442 | 3563.6681 | 4597.9442 | 4757.0377 | 2403.9367 | 2959.612 | 2194.0075 | 2013.7755
9.2 |  |  | 3748.1888 | 3563.6681 | 4062.1121 | 4757.0193 | 2112.7202 | 2959.5737 | 1949.3919 | 2013.7755
9.9 |  |  | 3687.3062 | 3563.6681 | 3997.142 | 4756.9493 | 2055.0676 | 2959.4658 | 1942.0744 | 2013.7755
10.5 |  |  | 3661.3593 | 3563.6681 | 3661.6185 | 4756.1515 | 1920.6647 | 2959.3221 | 1740.9539 | 2013.7755
10.6 |  |  | 3617.0154 | 3563.6681 | 3506.3627 | 4754.8223 | 1851.312 | 2958.1024 | 1655.0507 | 2013.7755
10.9 |  |  | 3579.9493 | 3563.6681 | 3453.9661 | 4754.3394 | 1843.7461 | 2957.7073 | 1610.22 | 2013.7755
11.2 |  |  | 3685.9794 | 3563.4914 | 3503.8625 | 4754.2476 | 1793.5082 | 2957.4844 | 1710.3543 | 2013.7755
11.6 |  |  | 3789.8597 | 3562.8111 | 3513.9774 | 4754.0924 | 1763.0212 | 2957.2929 | 1750.9562 | 2013.7755
11.1 |  |  | 3772.3855 | 3562.1411 | 4039.4957 | 4753.8955 | 1945.5058 | 2956.6079 | 2093.9898 | 2013.7755
10.5 |  |  | 3597.6711 | 3562.1411 | 4598.6678 | 4753.7114 | 2125.6919 | 2955.6922 | 2472.9759 | 2013.7755
10 |  |  | 3603.9699 | 3562.1411 | 4533.3018 | 4753.3911 | 2071.0428 | 2955.478 | 2462.259 | 2013.7755
9.5 |  |  | 3680.7226 | 3562.1411 | 4417.045 | 4752.6375 | 2039.5261 | 2955.4704 | 2377.519 | 2013.7755
8.8 |  |  | 3661.1294 | 3562.1411 | 4514.6105 | 4752.3555 | 2161.8314 | 2955.1146 | 2352.7791 | 2013.7755
8.1 |  |  | 3450.372 | 3562.1411 | 4102.8534 | 4752.2046 | 2167.2171 | 2954.748 | 1935.6363 | 2013.7755
7.9 |  |  | 3082.1997 | 3562.1411 | 3700.597 | 4750.3055 | 1914.37 | 2953.8446 | 1786.227 | 2013.7755
7.5 |  |  | 2607.7078 | 3562.1411 | 3262.826 | 4749.2038 | 1807.8884 | 2953.5973 | 1454.9376 | 2013.7755
7.3 |  |  | 2185.5818 | 3562.1411 | 2348.2457 | 4748.5817 | 1467.7295 | 2951.7684 | 880.5162 | 2013.7755
7.2 |  |  | 2060.7678 | 3562.1411 | 1948.6804 | 4747.7948 | 1365.6231 | 2951.6761 | 583.0573 | 2013.7755
7.1 |  |  | 2041.5737 | 3562.1411 | 1841.3985 | 4747.2887 | 1373.6381 | 2951.5078 | 467.7603 | 2013.7755
7.1 |  |  | 2038.8368 | 3562.1411 | 1821.5215 | 4746.3487 | 1412.3823 | 2951.3146 | 409.1392 | 2013.7755
7.1 |  |  | 2062.4648 | 3562.1411 | 2002.5099 | 4745.4893 | 1494.7818 | 2950.9488 | 507.7281 | 2013.7755
7.1 |  |  | 2169.7514 | 3562.1411 | 2504.0734 | 4745.4292 | 1598.3705 | 2950.8431 | 905.7029 | 2013.7755
7.5 |  |  | 2599.8422 | 3562.1411 | 4160.1569 | 4744.2086 | 2332.8942 | 2950.4966 | 1827.2627 | 2013.7755
8 |  |  | 3310.3489 | 3562.1411 | 5091.1719 | 4743.377 | 2382.9435 | 2950.2692 | 2708.2283 | 2013.7755
8.7 |  |  | 3687.5442 | 3562.1411 | 4516.5131 | 4743.3381 | 2322.5057 | 2949.8706 | 2194.0075 | 2013.7755
9.2 |  |  | 3748.1888 | 3562.1411 | 3996.8174 | 4742.8422 | 2047.4255 | 2949.8282 | 1949.3919 | 2013.7755
10.4 |  |  | 3687.3062 | 3562.1411 | 3851.7192 | 4741.6351 | 1909.6448 | 2949.7704 | 1942.0744 | 2013.7755
12.1 |  |  | 3661.3593 | 3562.1411 | 3504.572 | 4741.5961 | 1763.6181 | 2949.481 | 1740.9539 | 2013.7755
11.9 |  |  | 3617.0154 | 3562.1411 | 3375.2201 | 4740.7503 | 1720.1693 | 2949.1343 | 1655.0507 | 2013.7755
12.2 |  |  | 3579.9493 | 3562.1411 | 3263.8108 | 4739.0399 | 1653.5908 | 2948.9028 | 1610.22 | 2013.7755
11.8 |  |  | 3685.9794 | 3561.6775 | 3373.9827 | 4738.4936 | 1663.6283 | 2948.8447 | 1710.3543 | 2013.7755
11.6 |  |  | 3789.8597 | 3561.3147 | 3495.0619 | 4738.4071 | 1744.1057 | 2948.7555 | 1750.9562 | 2013.7755
11.2 |  |  | 3772.3855 | 3560.5891 | 4006.069 | 4738.1701 | 1912.0792 | 2948.6597 | 2093.9898 | 2013.7755
9.7 |  |  | 3597.6711 | 3560.2264 | 4643.7003 | 4738.1553 | 2170.7244 | 2948.324 | 2472.9759 | 2013.7755
9.3 |  |  | 3603.9699 | 3559.138 | 4568.7496 | 4737.5088 | 2106.4906 | 2948.2579 | 2462.259 | 2013.7755
9.1 |  |  | 3680.7226 | 3558.7752 | 4443.5634 | 4737.0945 | 2066.0445 | 2948.2301 | 2377.519 | 2013.7755
8.4 |  |  | 3661.1294 | 3558.6781 | 4551.4578 | 4735.5889 | 2198.6787 | 2948.1878 | 2352.7791 | 2013.7755
8.2 |  |  | 3450.372 | 3558.6781 | 4104.3244 | 4735.2126 | 2168.6881 | 2948.1095 | 1935.6363 | 2013.7755
7.8 |  |  | 3082.1997 | 3558.6781 | 3720.1024 | 4734.3686 | 1933.8754 | 2947.7502 | 1786.227 | 2013.7755
7.3 |  |  | 2607.7078 | 3558.6781 | 3293.0981 | 4734.0266 | 1838.1605 | 2947.6352 | 1454.9376 | 2013.7755
5.8 |  |  | 2185.5818 | 3558.6781 | 2467.7337 | 4733.8622 | 1587.2175 | 2947.5474 | 880.5162 | 2013.7755
7.2 |  |  | 2060.7678 | 3558.6781 | 1960.8526 | 4732.7396 | 1377.7953 | 2946.9252 | 583.0573 | 2013.7755
6.8 |  |  | 2041.5737 | 3558.6781 | 1871.1701 | 4732.2178 | 1403.4097 | 2946.5997 | 467.7603 | 1983.7166
6.6 |  |  | 2038.8368 | 3558.6781 | 1862.916 | 4730.5244 | 1453.7768 | 2945.6692 | 409.1392 | 1983.7166
6.6 |  |  | 2062.4648 | 3558.6781 | 2045.8752 | 4730.3231 | 1538.1471 | 2945.5198 | 507.7281 | 1983.7166
7.1 |  |  | 2169.7514 | 3558.6781 | 2507.0924 | 4729.8447 | 1601.3896 | 2945.1801 | 905.7029 | 1983.7166
8.4 |  |  | 2599.8422 | 3558.6781 | 4096.8379 | 4727.749 | 2269.5752 | 2944.1373 | 1827.2627 | 1983.7166
9.8 |  |  | 3310.3489 | 3558.6781 | 4862.7078 | 4727.5119 | 2154.4794 | 2943.8428 | 2708.2283 | 1983.7166
10.4 |  |  | 3687.5442 | 3558.6781 | 4319.265 | 4726.7905 | 2125.2575 | 2943.5908 | 2194.0075 | 1983.7166
11.1 |  |  | 3748.1888 | 3558.6781 | 3784.2092 | 4725.3001 | 1834.8172 | 2943.4697 | 1949.3919 | 1983.7166
11.7 |  |  | 3687.3062 | 3558.6781 | 3742.9696 | 4724.6515 | 1800.8953 | 2942.9451 | 1942.0744 | 1983.7166
12.3 |  |  | 3661.3593 | 3558.6781 | 3477.597 | 4723.7228 | 1736.6431 | 2942.6591 | 1740.9539 | 1983.7166
12.5 |  |  | 3617.0154 | 3558.6781 | 3323.7265 | 4723.2603 | 1668.6757 | 2942.5693 | 1655.0507 | 1983.7166
12.4 |  |  | 3579.9493 | 3558.6781 | 3241.6398 | 4723.2556 | 1631.4198 | 2941.5221 | 1610.22 | 1983.7166
12.9 |  |  | 3685.9794 | 3558.6781 | 3280.2578 | 4721.7864 | 1569.9034 | 2941.285 | 1710.3543 | 1983.7166
13.2 |  |  | 3789.8597 | 3558.6781 | 3346.4244 | 4721.7096 | 1595.4682 | 2938.8629 | 1750.9562 | 1983.7166
14.3 |  |  | 3772.3855 | 3558.6781 | 2143.9392 | 4721.619 | 49.9494 | 2937.6575 | 2093.9898 | 1983.7166
13.5 |  |  | 3597.6711 | 3558.6781 | 4252.9887 | 4720.4359 | 1780.0128 | 2937.5226 | 2472.9759 | 1983.7166
12.5 |  |  | 3603.9699 | 3558.6781 | 4236.1823 | 4720.0071 | 1773.9233 | 2937.2551 | 2462.259 | 1983.7166
11.6 |  |  | 3680.7226 | 3558.6781 | 2418.8363 | 4719.4278 | 41.3173 | 2936.963 | 2377.519 | 1983.7166
11.3 |  |  | 3661.1294 | 3558.6781 | 2390.6268 | 4719.4207 | 37.8477 | 2936.459 | 2352.7791 | 1983.7166
11.1 |  |  | 3450.372 | 3558.6781 | 1977.4076 | 4719.3731 | 41.7713 | 2936.3727 | 1935.6363 | 1983.7166
11 |  |  | 3082.1997 | 3558.6781 | 1834.5282 | 4719.1952 | 48.3012 | 2936.0482 | 1786.227 | 1983.7166
11.5 |  |  | 2607.7078 | 3558.6781 | 1546.5115 | 4719.0058 | 91.5739 | 2935.3394 | 1454.9376 | 1976.9473
11.9 |  |  | 2185.5818 | 3558.6781 | 1259.9789 | 4718.8845 | 379.4627 | 2935.3113 | 880.5162 | 1976.9473
11.8 |  |  | 2060.7678 | 3558.6781 | 1160.8024 | 4718.5501 | 577.7451 | 2935.0341 | 583.0573 | 1976.9473
12.2 |  |  | 2041.5737 | 3558.6781 | 1110.5211 | 4717.9595 | 642.7607 | 2934.7437 | 467.7603 | 1976.9473
12.3 |  |  | 2038.8368 | 3558.6781 | 1098.042 | 4717.3548 | 688.9028 | 2933.6996 | 409.1392 | 1976.9473
12 |  |  | 2062.4648 | 3558.6781 | 1140.6001 | 4716.9655 | 632.872 | 2933.3976 | 507.7281 | 1976.9473
11.8 |  |  | 2169.7514 | 3558.6781 | 1337.1423 | 4716.4889 | 431.4394 | 2933.2606 | 905.7029 | 1976.9473
12.7 |  |  | 2599.8422 | 3558.0497 | 2151.8569 | 4716.4068 | 324.5943 | 2933.0758 | 1827.2627 | 1976.9473
13.2 |  |  | 3310.3489 | 3556.2981 | 2813.5766 | 4715.9185 | 105.3482 | 2933.0291 | 2708.2283 | 1976.9473
14 |  |  | 3687.5442 | 3553.2846 | 2290.1465 | 4714.9841 | 96.1391 | 2931.7985 | 2194.0075 | 1976.9473
15.6 |  |  | 3747.5604 | 3552.4655 | 2031.6677 | 4714.4341 | 82.2758 | 2931.26 | 1949.3919 | 1976.9473
16.3 |  |  | 3719.2427 | 3552.4136 | 2026.5364 | 4713.5029 | 84.4621 | 2931.207 | 1942.0744 | 1976.9473
17.3 |  |  | 3731.9274 | 3551.7972 | 1882.2775 | 4713.1732 | 141.3236 | 2931.1083 | 1740.9539 | 1976.9473
18.4 |  |  | 3722.2671 | 3551.6632 | 1826.0205 | 4712.8875 | 170.9698 | 2930.5643 | 1655.0507 | 1976.9473
19.3 |  |  | 3738.1902 | 3551.6632 | 1716.1839 | 4712.1754 | 105.9638 | 2930.3181 | 1610.22 | 1976.9473
19.4 |  |  | 3844.6783 | 3551.6632 | 1786.9532 | 4711.08 | 76.5989 | 2929.788 | 1710.3543 | 1976.9473
19.8 |  |  | 3958.5042 | 3551.6632 | 1812.1177 | 4710.8178 | 61.1616 | 2929.4335 | 1750.9562 | 1976.9473
19.8 |  |  | 3871.0516 | 3551.6632 | 2143.9392 | 4710.651 | 49.9494 | 2929.0813 | 2093.9898 | 1976.9473
19.4 |  |  | 3627.3875 | 3551.6632 | 2520.2429 | 4710.6274 | 47.267 | 2929.0268 | 2472.9759 | 1976.9473
19.1 |  |  | 3603.9699 | 3551.6632 | 2506.6257 | 4710.1991 | 44.3667 | 2928.9563 | 2462.259 | 1976.9473
18.2 |  |  | 3680.7226 | 3551.6632 | 2418.8363 | 4708.394 | 41.3173 | 2928.7352 | 2377.519 | 1976.9473
16.7 |  |  | 3661.1294 | 3551.6632 | 2390.0648 | 4707.1085 | 37.2857 | 2928.3762 | 2352.7791 | 1976.9473
14.6 |  |  | 3450.372 | 3551.6632 | 1977.4076 | 4706.0708 | 41.7713 | 2928.3201 | 1935.6363 | 1976.9473
13.7 |  |  | 3082.1997 | 3551.6632 | 1834.5282 | 4705.7042 | 48.3012 | 2927.9011 | 1786.227 | 1976.9473
12.7 |  |  | 2607.7078 | 3551.6632 | 1546.5115 | 4705.4722 | 91.5739 | 2926.8195 | 1454.9376 | 1976.9473
11.3 |  |  | 2346.6555 | 3551.6632 | 1322.4327 | 4705.2725 | 263.7354 | 2926.5819 | 1058.6973 | 1976.9473
11.3 |  |  | 2161.8075 | 3551.1373 | 1235.0092 | 4703.2044 | 514.5508 | 2926.0295 | 720.4584 | 1976.9473
12.1 |  |  | 2085.4126 | 3551.1373 | 1170.9742 | 4701.5131 | 643.5951 | 2925.9522 | 527.379 | 1976.9473
9.4 |  |  | 2042.7717 | 3551.1373 | 1060.1749 | 4701.1613 | 635.2763 | 2924.4721 | 424.8986 | 1976.9473
10.6 |  |  | 2040.2062 | 3551.1373 | 1135.0705 | 4700.1476 | 716.3693 | 2924.4304 | 418.7012 | 1976.9473
11.5 |  |  | 2048.0696 | 3551.1373 | 1162.8482 | 4699.859 | 650.5156 | 2924.2614 | 512.3326 | 1976.9473
13.7 |  |  | 2151.985 | 3551.1373 | 1722.051 | 4699.6547 | 1122.8838 | 2924.2497 | 599.1672 | 1976.9473
15.8 |  |  | 2461.9337 | 3550.9372 | 1696.8352 | 4699.0816 | 657.7615 | 2924.228 | 1039.0737 | 1976.9473
16.2 |  |  | 2877.2007 | 3550.8417 | 1778.7215 | 4698.7007 | 36.2478 | 2924.2103 | 1742.4737 | 1976.9473
17.2 |  |  | 3165.0601 | 3546.3793 | 2598.4519 | 4698.5818 | 37.5949 | 2924.1598 | 2560.857 | 1976.9473
18 |  |  | 3164.7435 | 3545.5764 | 2817.3864 | 4698.223 | 39.575 | 2924.1299 | 2777.8114 | 1976.9473
19.1 |  |  | 3133.1785 | 3545.3402 | 2796.1555 | 4697.7851 | 38.0316 | 2923.5688 | 2758.1239 | 1976.9473
19.4 |  |  | 3095.6351 | 3544.9738 | 2477.6222 | 4697.5163 | 41.1064 | 2923.0605 | 2436.5158 | 1976.9473
20.1 |  |  | 3111.3285 | 3539.5482 | 2233.3096 | 4697.3888 | 37.8538 | 2922.8662 | 2195.4559 | 1976.9473
19.9 |  |  | 3153.287 | 3538.9937 | 2053.5406 | 4696.8645 | 39.7652 | 2922.6922 | 2013.7755 | 1976.9473
19.7 |  |  | 3229.4675 | 3538.4811 | 1953.0538 | 4696.6683 | 39.3817 | 2922.4682 | 1913.6721 | 1976.9473
19.7 |  |  | 3301.297 | 3537.8779 | 2012.9512 | 4696.6288 | 36.0039 | 2921.4104 | 1976.9473 | 1976.9473
19.5 |  |  | 3376.833 | 3537.6059 | 2314.619 | 4696.5498 | 32.3502 | 2920.8386 | 2282.2688 | 1976.9473
19.1 |  |  | 3505.6927 | 3537.4547 | 2232.988 | 4696.5471 | 35.7672 | 2920.5396 | 2197.2207 | 1976.9473
18 |  |  | 3588.0767 | 3537.0971 | 2163.3434 | 4695.6209 | 33.9895 | 2917.8285 | 2129.3539 | 1976.9473
17.1 |  |  | 3537.0971 | 3537.0971 | 2231.2403 | 4695.3978 | 40.635 | 2917.6395 | 2190.6053 | 1976.9473
16.2 |  |  | 3307.1462 | 3537.0971 | 1917.902 | 4694.5815 | 41.2719 | 2917.5922 | 1876.6302 | 1976.9473
15.3 |  |  | 2971.0933 | 3537.0971 | 1641.6598 | 4694.5609 | 43.6622 | 2917.4797 | 1597.9976 | 1976.9473
15.2 |  |  | 2570.7922 | 3537.0971 | 1447.6385 | 4694.4501 | 229.3894 | 2917.4595 | 1218.2492 | 1976.9473
14.7 |  |  | 2343.1784 | 3537.0971 | 1349.4589 | 4694.3289 | 290.7616 | 2916.6298 | 1058.6973 | 1976.9473
14.5 |  |  | 2159.8604 | 3537.0971 | 1235.0807 | 4693.4948 | 514.6223 | 2916.5335 | 720.4584 | 1976.9473
14.3 |  |  | 2083.2355 | 3537.0971 | 1171.0378 | 4692.9215 | 643.6587 | 2916.4749 | 527.379 | 1976.9473
11.5 |  |  | 2041.6223 | 3537.0971 | 1152.5248 | 4692.8756 | 727.6262 | 2916.0759 | 424.8986 | 1976.9473
13.6 |  |  | 2038.2145 | 3537.0971 | 1134.3384 | 4692.4572 | 715.6372 | 2915.2544 | 418.7012 | 1976.9473
10.5 |  |  | 2045.0139 | 3537.0971 | 1187.693 | 4690.7039 | 675.3603 | 2914.5435 | 512.3326 | 1976.9473
12.7 |  |  | 2145.5263 | 3537.0971 | 1720.6943 | 4690.202 | 1121.5271 | 2914.4487 | 599.1672 | 1976.9473
14.5 |  |  | 2450.6092 | 3537.0971 | 1694.9906 | 4690.1216 | 655.9169 | 2914.34 | 1039.0737 | 1976.9473
15.4 |  |  | 2848.6074 | 3537.0971 | 1775.9058 | 4689.8419 | 33.432 | 2913.0658 | 1742.4737 | 1976.9473
15.6 |  |  | 3110.5949 | 3537.0971 | 2595.2388 | 4689.414 | 34.3818 | 2912.9592 | 2560.857 | 1976.9473
16.6 |  |  | 3092.1207 | 3537.0971 | 2812.8556 | 4689.2118 | 35.0442 | 2912.7646 | 2777.8114 | 1976.9473
18.2 |  |  | 3058.3923 | 3537.0971 | 2790.5696 | 4687.2908 | 32.4458 | 2912.6317 | 2758.1239 | 1976.9473
18.5 |  |  | 3020.0621 | 3537.0971 | 2471.5769 | 4686.4737 | 35.0611 | 2912.5755 | 2436.5158 | 1976.9473
19.5 |  |  | 3036.3484 | 3537.0971 | 2226.8849 | 4686.2931 | 31.4291 | 2912.2184 | 2195.4559 | 1976.9473
21.5 |  |  | 3085.0661 | 3537.0971 | 2047.3012 | 4685.6662 | 33.5257 | 2911.9844 | 2013.7755 | 1976.9473
21.4 |  |  | 3169.5851 | 3537.0971 | 1946.7818 | 4685.6288 | 33.1096 | 2911.6244 | 1913.6721 | 1976.9473
21.9 |  |  | 3248.0281 | 3537.0971 | 2007.3172 | 4684.4236 | 30.37 | 2911.5695 | 1976.9473 | 1976.9473
21.3 |  |  | 3328.3344 | 3537.0971 | 2309.4961 | 4682.475 | 27.2273 | 2911.3922 | 2282.2688 | 1976.9473
20.8 |  |  | 3468.7702 | 3537.0971 | 2227.8767 | 4682.1217 | 30.656 | 2911.2127 | 2197.2207 | 1976.9473
20.1 |  |  | 3563.6681 | 3537.0971 | 2158.8285 | 4682.0203 | 29.4747 | 2910.8265 | 2129.3539 | 1976.9473
19.2 |  |  | 3521.924 | 3536.0032 | 2227.5151 | 4681.1728 | 36.9097 | 2910.4071 | 2190.6053 | 1976.9473
17.2 |  |  | 3297.8561 | 3536.0032 | 1915.6134 | 4681.101 | 38.9832 | 2910.1424 | 1876.6302 | 1976.9473
15.8 |  |  | 2964.6324 | 3536.0032 | 1640.4515 | 4680.3499 | 42.4539 | 2909.7125 | 1597.9976 | 1976.9473
15.4 |  |  | 2566.1688 | 3536.0032 | 1447.4493 | 4679.907 | 229.2001 | 2909.6669 | 1218.2492 | 1976.9473
13.8 |  |  | 2185.5818 | 3536.0032 | 1259.9789 | 4679.2762 | 379.4627 | 2909.5824 | 880.5162 | 1976.9473
13.9 |  |  | 2060.7678 | 3536.0032 | 1160.8024 | 4677.606 | 577.7451 | 2908.6355 | 583.0573 | 1976.9473
12.3 |  |  | 2041.5737 | 3536.0032 | 1110.5211 | 4677.5079 | 642.7607 | 2908.3339 | 467.7603 | 1976.9473
11 |  |  | 2038.8368 | 3536.0032 | 1097.4739 | 4677.468 | 688.3347 | 2908.003 | 409.1392 | 1976.9473
9.7 |  |  | 2062.4648 | 3536.0032 | 1181.9019 | 4677.0461 | 674.1738 | 2907.989 | 507.7281 | 1976.9473
14.3 |  |  | 2169.7514 | 3536.0032 | 1336.6722 | 4675.3903 | 430.9694 | 2907.6074 | 905.7029 | 1976.9473
14.4 |  |  | 2599.8422 | 3536.0032 | 2151.8569 | 4674.2656 | 324.5943 | 2907.4545 | 1827.2627 | 1976.9473
14.5 |  |  | 3310.3489 | 3536.0032 | 2813.5766 | 4673.657 | 105.3482 | 2907.3503 | 2708.2283 | 1976.9473
15.6 |  |  | 3687.5442 | 3536.0032 | 2290.1465 | 4673.197 | 96.1391 | 2906.8987 | 2194.0075 | 1976.9473
17.2 |  |  | 3753.3649 | 3536.0032 | 2031.6677 | 4671.2611 | 82.2758 | 2906.8138 | 1949.3919 | 1976.9473
17.6 |  |  | 3761.2133 | 3536.0032 | 2026.5364 | 4670.7419 | 84.4621 | 2906.5704 | 1942.0744 | 1976.9473
18.5 |  |  | 3773.8804 | 3536.0032 | 1882.2775 | 4669.8334 | 141.3236 | 2906.3048 | 1740.9539 | 1976.9473
19 |  |  | 3748.1889 | 3536.0032 | 1826.0205 | 4669.2511 | 170.9698 | 2906.1555 | 1655.0507 | 1976.9473
20.1 |  |  | 3773.8647 | 3536.0032 | 1716.1839 | 4668.9635 | 105.9638 | 2906.1394 | 1610.22 | 1976.9473
20.4 |  |  | 3899.9327 | 3536.0032 | 1786.9532 | 4668.4842 | 76.5989 | 2905.0423 | 1710.3543 | 1976.9473
20.7 |  |  | 4002.5072 | 3536.0032 | 1812.1177 | 4668.0127 | 61.1616 | 2904.7721 | 1750.9562 | 1976.9473
20.9 |  |  | 3920.1372 | 3536.0032 | 2143.9392 | 4667.5158 | 49.9494 | 2904.475 | 2093.9898 | 1976.9473
21 |  |  | 3657.7394 | 3536.0032 | 2520.2429 | 4666.2254 | 47.267 | 2904.2394 | 2472.9759 | 1976.9473
21.1 |  |  | 3600.5768 | 3536.0032 | 2506.6257 | 4665.6837 | 44.3667 | 2903.8299 | 2462.259 | 1976.9473
20.5 |  |  | 3680.7226 | 3536.0032 | 2418.8363 | 4665.3465 | 41.3173 | 2903.7142 | 2377.519 | 1976.9473
17.5 |  |  | 3661.1294 | 3536.0032 | 2390.0648 | 4664.425 | 37.2857 | 2903.4713 | 2352.7791 | 1976.9473
15.5 |  |  | 3450.372 | 3536.0032 | 1977.4076 | 4663.9517 | 41.7713 | 2903.3561 | 1935.6363 | 1976.9473
14 |  |  | 3082.1997 | 3536.0032 | 1834.5282 | 4663.4396 | 48.3012 | 2902.6491 | 1786.227 | 1976.9473
12.1 |  |  | 2607.7078 | 3536.0032 | 1546.5115 | 4663.3607 | 91.5739 | 2902.1742 | 1454.9376 | 1976.9473
13.4 |  |  | 2185.5818 | 3536.0032 | 1259.9789 | 4662.9405 | 379.4627 | 2901.7918 | 880.5162 | 1976.9473
11.3 |  |  | 2060.7678 | 3536.0032 | 1160.8024 | 4662.511 | 577.7451 | 2901.3773 | 583.0573 | 1976.9473
9.4 |  |  | 2041.5737 | 3536.0032 | 1110.1346 | 4662.4087 | 642.3743 | 2900.2176 | 467.7603 | 1976.9473
7.7 |  |  | 2038.8368 | 3536.0032 | 1059.5508 | 4661.6573 | 650.4116 | 2899.9935 | 409.1392 | 1976.9473
7.8 |  |  | 2062.4648 | 3535.6669 | 1269.311 | 4661.4934 | 761.5829 | 2899.893 | 507.7281 | 1976.9473
7.3 |  |  | 2169.7514 | 3535.6669 | 1881.2969 | 4661.4666 | 975.594 | 2899.0499 | 905.7029 | 1976.9473
8.1 |  |  | 2599.8422 | 3534.9851 | 3615.2744 | 4661.3993 | 1788.0117 | 2898.6102 | 1827.2627 | 1976.9473
10.6 |  |  | 3310.3489 | 3533.2856 | 2813.0137 | 4661.1867 | 104.7853 | 2898.0658 | 2708.2283 | 1949.3919
13 |  |  | 3687.5442 | 3533.2856 | 2290.1465 | 4661.0985 | 96.1391 | 2898.0374 | 2194.0075 | 1949.3919
14.1 |  |  | 3748.1888 | 3531.6199 | 2031.6677 | 4660.4637 | 82.2758 | 2897.5848 | 1949.3919 | 1949.3919
14.3 |  |  | 3687.3062 | 3531.6199 | 2026.5364 | 4659.904 | 84.4621 | 2896.8854 | 1942.0744 | 1949.3919
16.1 |  |  | 3689.9744 | 3531.6199 | 1882.2775 | 4659.8884 | 141.3236 | 2896.4601 | 1740.9539 | 1949.3919
17.3 |  |  | 3674.7437 | 3531.6199 | 1826.0205 | 4659.475 | 170.9698 | 2895.989 | 1655.0507 | 1949.3919
19.1 |  |  | 3729.2716 | 3531.6199 | 1716.1839 | 4658.6784 | 105.9638 | 2895.1816 | 1610.22 | 1949.3919
20 |  |  | 3876.8433 | 3531.6199 | 1786.9532 | 4658.5492 | 76.5989 | 2893.1557 | 1710.3543 | 1949.3919
20.4 |  |  | 3987.8395 | 3531.6199 | 1812.1177 | 4658.5326 | 61.1616 | 2892.1878 | 1750.9562 | 1949.3919
20.1 |  |  | 3884.4386 | 3531.6199 | 2143.9392 | 4657.763 | 49.9494 | 2891.8682 | 2093.9898 | 1949.3919
20 |  |  | 3638.7694 | 3531.6199 | 2520.2429 | 4656.6357 | 47.267 | 2891.8318 | 2472.9759 | 1949.3919
19.7 |  |  | 3603.9699 | 3531.6199 | 2506.6257 | 4656.1083 | 44.3667 | 2891.4764 | 2462.259 | 1949.3919
19.4 |  |  | 3680.7226 | 3531.6199 | 2418.8363 | 4655.7715 | 41.3173 | 2890.9734 | 2377.519 | 1949.3919
18.2 |  |  | 3661.1294 | 3531.6199 | 2390.0648 | 4655.0495 | 37.2857 | 2890.275 | 2352.7791 | 1949.3919
15.6 |  |  | 3450.372 | 3531.6199 | 1977.4076 | 4654.7667 | 41.7713 | 2889.8862 | 1935.6363 | 1949.3919
14.7 |  |  | 3082.1997 | 3531.6199 | 1834.5282 | 4654.368 | 48.3012 | 2889.5296 | 1786.227 | 1949.3919
13.7 |  |  | 2607.7078 | 3531.6199 | 1546.5115 | 4653.701 | 91.5739 | 2889.3862 | 1454.9376 | 1949.3919
12.8 |  |  | 2185.5818 | 3531.6199 | 1259.9789 | 4652.0032 | 379.4627 | 2889.127 | 880.5162 | 1949.3919
11.8 |  |  | 2060.7678 | 3531.6199 | 1160.8024 | 4651.8011 | 577.7451 | 2888.7489 | 583.0573 | 1949.3919
9.8 |  |  | 2041.5737 | 3531.6199 | 1110.437 | 4650.2844 | 642.6766 | 2887.7916 | 467.7603 | 1949.3919
8.2 |  |  | 2038.8368 | 3531.6199 | 1167.1742 | 4650.0557 | 758.0351 | 2887.52 | 409.1392 | 1949.3919
7.4 |  |  | 2062.4648 | 3531.6199 | 1410.8218 | 4649.3827 | 903.0938 | 2887.4233 | 507.7281 | 1949.3919
7.1 |  |  | 2169.7514 | 3531.6199 | 1991.153 | 4649.1525 | 1085.4501 | 2887.2104 | 905.7029 | 1949.3919
9 |  |  | 2599.8422 | 3531.5959 | 3622.1143 | 4647.1777 | 1794.8517 | 2887.14 | 1827.2627 | 1949.3919
11.2 |  |  | 3310.3489 | 3528.9653 | 2812.9236 | 4647.0771 | 104.6952 | 2887.0288 | 2708.2283 | 1949.3919
12.7 |  |  | 3687.5442 | 3528.53 | 2289.1482 | 4646.6707 | 95.1407 | 2886.7321 | 2194.0075 | 1949.3919
13.4 |  |  | 3748.1888 | 3527.2232 | 2031.6677 | 4646.3293 | 82.2758 | 2886.581 | 1949.3919 | 1949.3919
14.9 |  |  | 3687.3062 | 3527.2232 | 2026.5364 | 4644.3045 | 84.4621 | 2886.48 | 1942.0744 | 1949.3919
15.7 |  |  | 3675.9901 | 3527.2232 | 1882.2775 | 4643.8842 | 141.3236 | 2886.1728 | 1740.9539 | 1949.3919
17.3 |  |  | 3674.7437 | 3527.2232 | 1826.0205 | 4643.8763 | 170.9698 | 2885.3942 | 1655.0507 | 1949.3919
19.3 |  |  | 3738.1902 | 3527.2232 | 1716.1839 | 4643.7003 | 105.9638 | 2884.7353 | 1610.22 | 1949.3919
19.7 |  |  | 3860.7608 | 3527.2232 | 1786.9532 | 4643.4341 | 76.5989 | 2884.2588 | 1710.3543 | 1949.3919
19.9 |  |  | 3963.3935 | 3527.2232 | 1812.1177 | 4643.4184 | 61.1616 | 2883.9943 | 1750.9562 | 1949.3919
19.7 |  |  | 3866.5893 | 3527.2232 | 2143.9392 | 4643.0565 | 49.9494 | 2883.8691 | 2093.9898 | 1949.3919
19.9 |  |  | 3636.8724 | 3527.2232 | 2520.2429 | 4642.146 | 47.267 | 2883.5244 | 2472.9759 | 1949.3919
19.2 |  |  | 3603.9699 | 3527.2232 | 2506.6257 | 4641.8302 | 44.3667 | 2883.2864 | 2462.259 | 1949.3919
18.6 |  |  | 3680.7226 | 3527.2232 | 2418.8363 | 4641.6531 | 41.3173 | 2883.2257 | 2377.519 | 1949.3919
17.1 |  |  | 3661.1294 | 3527.2232 | 2390.0648 | 4641.1838 | 37.2857 | 2882.1179 | 2352.7791 | 1949.3919
14.7 |  |  | 3450.372 | 3527.2232 | 1977.4076 | 4638.7531 | 41.7713 | 2882.0219 | 1935.6363 | 1949.3919
14 |  |  | 3082.1997 | 3527.1366 | 1834.5282 | 4638.3372 | 48.3012 | 2881.9017 | 1786.227 | 1949.3919
13 |  |  | 2607.7078 | 3527.1366 | 1546.5115 | 4637.9051 | 91.5739 | 2881.2888 | 1454.9376 | 1949.3919
11.7 |  |  | 2185.5818 | 3524.4968 | 1259.9789 | 4634.7885 | 379.4627 | 2881.1076 | 880.5162 | 1949.3919
10.5 |  |  | 2060.7678 | 3524.4968 | 1160.6422 | 4633.885 | 577.5849 | 2880.6793 | 583.0573 | 1949.3919
9 |  |  | 2041.5737 | 3524.0677 | 1110.5759 | 4633.656 | 642.8156 | 2880.6138 | 467.7603 | 1949.3919
9 |  |  | 2038.8368 | 3521.924 | 1205.7163 | 4633.1676 | 796.5772 | 2879.7996 | 409.1392 | 1949.3919
8.2 |  |  | 2062.4648 | 3521.924 | 1446.3985 | 4632.968 | 938.6704 | 2879.6978 | 507.7281 | 1949.3919
7.7 |  |  | 2169.7514 | 3521.924 | 1972.463 | 4632.9379 | 1066.7601 | 2878.5001 | 905.7029 | 1949.3919
8.9 |  |  | 2599.8422 | 3521.924 | 3643.7669 | 4632.3466 | 1816.5042 | 2878.4658 | 1827.2627 | 1949.3919
9.6 |  |  | 3310.3489 | 3521.924 | 4399.1956 | 4631.6198 | 1690.9672 | 2878.3609 | 2708.2283 | 1949.3919
11.3 |  |  | 3687.5442 | 3521.924 | 2290.0368 | 4631.5813 | 96.0294 | 2878.2752 | 2194.0075 | 1949.3919
12.9 |  |  | 3748.1888 | 3521.924 | 2031.0562 | 4630.9216 | 81.6643 | 2878.1185 | 1949.3919 | 1949.3919
13.3 |  |  | 3687.3062 | 3521.924 | 2025.8091 | 4630.4258 | 83.7347 | 2877.5881 | 1942.0744 | 1949.3919
15 |  |  | 3661.3593 | 3521.924 | 1882.2775 | 4629.3013 | 141.3236 | 2877.4432 | 1740.9539 | 1949.3919
16.2 |  |  | 3627.2203 | 3521.924 | 1826.0205 | 4629.0548 | 170.9698 | 2876.9786 | 1655.0507 | 1949.3919
16.5 |  |  | 3613.3293 | 3521.924 | 1716.1839 | 4628.9133 | 105.9638 | 2876.4412 | 1610.22 | 1949.3919
17.2 |  |  | 3726.7401 | 3521.924 | 1786.9532 | 4628.8951 | 76.5989 | 2875.7819 | 1710.3543 | 1949.3919
17.1 |  |  | 3826.4955 | 3521.924 | 1812.1177 | 4628.7134 | 61.1616 | 2875.3478 | 1750.9562 | 1949.3919
17.4 |  |  | 3781.4595 | 3521.924 | 2143.9392 | 4628.3483 | 49.9494 | 2875.2764 | 2093.9898 | 1949.3919
17.1 |  |  | 3599.7929 | 3521.924 | 2520.2429 | 4627.3974 | 47.267 | 2875.2536 | 2472.9759 | 1949.3919
16.2 |  |  | 3603.9699 | 3521.924 | 2506.6257 | 4626.4241 | 44.3667 | 2875.1495 | 2462.259 | 1949.3919
15.6 |  |  | 3680.7226 | 3521.924 | 2418.8363 | 4625.5458 | 41.3173 | 2874.0177 | 2377.519 | 1949.3919
14.3 |  |  | 3661.1294 | 3521.924 | 2390.0648 | 4625.4841 | 37.2857 | 2873.8504 | 2352.7791 | 1949.3919
12.3 |  |  | 3450.372 | 3521.924 | 1977.4076 | 4625.0342 | 41.7713 | 2872.6935 | 1935.6363 | 1949.3919
11.6 |  |  | 3082.1997 | 3521.924 | 1834.5282 | 4623.9982 | 48.3012 | 2871.9226 | 1786.227 | 1949.3919
10.6 |  |  | 2607.7078 | 3521.924 | 2744.3877 | 4623.5397 | 1289.4501 | 2871.2503 | 1454.9376 | 1949.3919
9.7 |  |  | 2185.5818 | 3521.924 | 1896.8436 | 4623.2171 | 1016.3274 | 2871.1424 | 880.5162 | 1949.3919
8.8 |  |  | 2060.7678 | 3521.924 | 1496.2062 | 4622.4745 | 913.149 | 2870.9603 | 583.0573 | 1949.3919
7.6 |  |  | 2041.5737 | 3521.924 | 1423.633 | 4621.5629 | 955.8727 | 2870.7591 | 467.7603 | 1949.3919
8.1 |  |  | 2038.8368 | 3521.924 | 1368.1998 | 4620.8369 | 959.0606 | 2870.6311 | 409.1392 | 1949.3919
7 |  |  | 2062.4648 | 3521.0007 | 1626.9677 | 4619.4197 | 1119.2396 | 2870.4087 | 507.7281 | 1949.3919
7.4 |  |  | 2169.7514 | 3517.9331 | 2157.2042 | 4618.397 | 1251.5014 | 2869.1026 | 905.7029 | 1949.3919
7.8 |  |  | 2599.8422 | 3517.9331 | 3863.2965 | 4618.1659 | 2036.0339 | 2868.1208 | 1827.2627 | 1949.3919
7.9 |  |  | 3310.3489 | 3517.9331 | 4750.3055 | 4616.5458 | 2042.0772 | 2867.6212 | 2708.2283 | 1949.3919
7.9 |  |  | 3687.5442 | 3517.9331 | 4109.187 | 4616.5227 | 1915.1796 | 2867.4143 | 2194.0075 | 1949.3919
8.4 |  |  | 3748.1888 | 3517.9331 | 3791.9245 | 4615.809 | 1842.5325 | 2866.9321 | 1949.3919 | 1949.3919
8.8 |  |  | 3687.3062 | 3517.9331 | 3814.1889 | 4614.6071 | 1872.1145 | 2866.3966 | 1942.0744 | 1949.3919
8.3 |  |  | 3661.3593 | 3517.9331 | 3687.2938 | 4614.0685 | 1946.34 | 2866.3955 | 1740.9539 | 1949.3919
8.6 |  |  | 3617.0154 | 3517.9331 | 3554.5696 | 4613.4094 | 1899.5189 | 2865.8131 | 1655.0507 | 1949.3919
8.3 |  |  | 3579.9493 | 3517.9331 | 3453.8757 | 4613.2328 | 1843.6557 | 2865.5415 | 1610.22 | 1949.3919
7.4 |  |  | 3685.9794 | 3517.9331 | 3717.6294 | 4613.1984 | 2007.275 | 2865.299 | 1710.3543 | 1949.3919
6.7 |  |  | 3789.8597 | 3517.9331 | 3982.5301 | 4612.2843 | 2231.574 | 2865.0019 | 1750.9562 | 1949.3919
5.9 |  |  | 3772.3855 | 3517.9331 | 4539.361 | 4612.0409 | 2445.3712 | 2864.3428 | 2093.9898 | 1949.3919
5.7 |  |  | 3597.6711 | 3517.9331 | 5009.3235 | 4611.6399 | 2536.3476 | 2864.0298 | 2472.9759 | 1949.3919
5.7 |  |  | 3603.9699 | 3516.0044 | 4880.419 | 4611.0641 | 2418.16 | 2863.9406 | 2462.259 | 1949.3919
5.1 |  |  | 3680.7226 | 3507.7704 | 4869.3765 | 4610.6064 | 2491.8575 | 2863.1453 | 2377.519 | 1949.3919
4.9 |  |  | 3661.1294 | 3507.0164 | 4946.6953 | 4609.8972 | 2593.9162 | 2863.0399 | 2352.7791 | 1949.3919
4.6 |  |  | 3450.372 | 3505.6927 | 4496.0114 | 4609.8957 | 2560.3751 | 2862.7325 | 1935.6363 | 1949.3919
4.5 |  |  | 3082.1997 | 3505.6927 | 4111.6301 | 4609.0434 | 2325.4032 | 2862.6354 | 1786.227 | 1949.3919
4.2 |  |  | 2607.7078 | 3505.6927 | 3724.6349 | 4608.7007 | 2269.6973 | 2862.4222 | 1454.9376 | 1949.3919
3.9 |  |  | 2346.6555 | 3505.6927 | 3165.5015 | 4608.5842 | 2106.8042 | 2861.3072 | 1058.6973 | 1949.3919
3.6 |  |  | 2161.8075 | 3505.6927 | 2725.1183 | 4608.4353 | 2004.66 | 2860.5047 | 720.4584 | 1949.3919
3.3 |  |  | 2085.4126 | 3505.6927 | 2474.8321 | 4607.6054 | 1947.4531 | 2860.1102 | 527.379 | 1949.3919
3 |  |  | 2042.7717 | 3505.6927 | 2401.3735 | 4607.1433 | 1976.4749 | 2859.5432 | 424.8986 | 1949.3919
3.4 |  |  | 2040.2062 | 3505.6927 | 2444.0329 | 4607.0347 | 2025.3317 | 2859.4828 | 418.7012 | 1949.3919
3.6 |  |  | 2048.0696 | 3505.6927 | 2597.1519 | 4606.8918 | 2084.8192 | 2858.9396 | 512.3326 | 1949.3919
4 |  |  | 2151.985 | 3505.6927 | 3209.7137 | 4605.9995 | 2610.5465 | 2858.6764 | 599.1672 | 1949.3919
5 |  |  | 2461.9337 | 3505.6927 | 3592.2862 | 4603.8026 | 2553.2126 | 2858.5633 | 1039.0737 | 1949.3919
6.1 |  |  | 2877.2007 | 3505.6927 | 4478.9391 | 4602.0951 | 2736.4653 | 2857.9774 | 1742.4737 | 1949.3919
6.1 |  |  | 3165.0601 | 3505.6927 | 5451.132 | 4601.9488 | 2890.275 | 2857.7474 | 2560.857 | 1949.3919
6.8 |  |  | 3164.7435 | 3505.6927 | 5593.8034 | 4600.618 | 2815.992 | 2857.2387 | 2777.8114 | 1949.3919
7 |  |  | 3133.1785 | 3505.6927 | 5550.7263 | 4599.5814 | 2792.6024 | 2856.9965 | 2758.1239 | 1949.3919
7.7 |  |  | 3095.6351 | 3505.6927 | 5060.0062 | 4599.1881 | 2623.4904 | 2856.7338 | 2436.5158 | 1949.3919
7.8 |  |  | 3111.3285 | 3505.6927 | 4710.1991 | 4598.6678 | 2514.7433 | 2856.4253 | 2195.4559 | 1949.3919
7.8 |  |  | 3153.287 | 3505.6927 | 4498.5705 | 4597.9442 | 2484.7951 | 2856.4233 | 2013.7755 | 1949.3919
8.9 |  |  | 3229.4675 | 3505.6927 | 4226.214 | 4597.9018 | 2312.5419 | 2856.3611 | 1913.6721 | 1949.3919
8.8 |  |  | 3301.297 | 3505.6927 | 4386.7107 | 4597.7302 | 2409.7635 | 2856.3361 | 1976.9473 | 1949.3919
8.8 |  |  | 3376.833 | 3505.6927 | 4743.377 | 4597.62 | 2461.1082 | 2855.8778 | 2282.2688 | 1949.3919
8.6 |  |  | 3505.6927 | 3505.6927 | 4653.701 | 4596.5989 | 2456.4802 | 2855.2924 | 2197.2207 | 1949.3919
7.5 |  |  | 3588.0767 | 3505.6927 | 4628.7134 | 4596.5462 | 2499.3595 | 2855.2029 | 2129.3539 | 1949.3919
6.8 |  |  | 3537.0971 | 3505.6927 | 4612.0409 | 4596.1567 | 2421.4356 | 2855.1099 | 2190.6053 | 1949.3919
6.4 |  |  | 3307.1462 | 3505.6927 | 4306.446 | 4595.4643 | 2429.8158 | 2854.8586 | 1876.6302 | 1949.3919
5.8 |  |  | 2971.0933 | 3503.1644 | 3692.795 | 4594.7954 | 2094.7974 | 2854.6447 | 1597.9976 | 1949.3919
4.9 |  |  | 2570.7922 | 3503.1644 | 3378.4173 | 4594.6369 | 2160.1681 | 2854.4704 | 1218.2492 | 1949.3919
3.7 |  |  | 2343.1784 | 3503.1644 | 3249.8007 | 4593.6584 | 2191.1034 | 2854.3602 | 1058.6973 | 1949.3919
4.1 |  |  | 2159.8604 | 3503.1644 | 2722.0587 | 4593.067 | 2001.6003 | 2854.1252 | 720.4584 | 1949.3919
4.5 |  |  | 2083.2355 | 3503.1644 | 2424.4975 | 4592.4578 | 1897.1185 | 2853.9881 | 527.379 | 1949.3919
4.1 |  |  | 2041.6223 | 3503.1644 | 2333.7768 | 4592.3428 | 1908.8783 | 2851.9037 | 424.8986 | 1949.3919
3.9 |  |  | 2038.2145 | 3503.0435 | 2397.4111 | 4591.5583 | 1978.7099 | 2851.5693 | 418.7012 | 1949.3919
4.1 |  |  | 2045.0139 | 3503.0435 | 2512.2708 | 4591.4372 | 1999.9381 | 2851.4587 | 512.3326 | 1949.3919
4.6 |  |  | 2145.5263 | 3493.2744 | 3112.48 | 4591.0176 | 2513.3127 | 2850.9656 | 599.1672 | 1949.3919
4.5 |  |  | 2450.6092 | 3493.0321 | 3543.4673 | 4590.4672 | 2504.3936 | 2849.5115 | 1039.0737 | 1949.3919
5.3 |  |  | 2848.6074 | 3493.0321 | 4453.0798 | 4588.6217 | 2710.6061 | 2848.2286 | 1742.4737 | 1949.3919
5.7 |  |  | 3110.5949 | 3491.6642 | 5431.9994 | 4587.2397 | 2871.1424 | 2848.1765 | 2560.857 | 1949.3919
6.6 |  |  | 3092.1207 | 3491.6642 | 5509.9681 | 4586.7333 | 2732.1567 | 2847.6919 | 2777.8114 | 1949.3919
7.2 |  |  | 3058.3923 | 3491.462 | 5452.3391 | 4586.6017 | 2694.2153 | 2847.4687 | 2758.1239 | 1949.3919
7 |  |  | 3020.0621 | 3491.462 | 5056.3531 | 4585.6307 | 2619.8373 | 2846.7109 | 2436.5158 | 1949.3919
6.7 |  |  | 3036.3484 | 3489.3273 | 4857.5211 | 4585.5186 | 2662.0652 | 2846.1196 | 2195.4559 | 1949.3919
6.9 |  |  | 3085.0661 | 3488.0235 | 4542.2406 | 4585.3408 | 2528.4651 | 2845.7484 | 2013.7755 | 1949.3919
6.9 |  |  | 3169.5851 | 3487.0027 | 4500.3993 | 4585.1527 | 2586.7271 | 2845.1593 | 1913.6721 | 1949.3919
7.4 |  |  | 3248.0281 | 3486.6582 | 4591.5583 | 4584.7101 | 2614.611 | 2844.679 | 1976.9473 | 1949.3919
6.2 |  |  | 3328.3344 | 3485.2929 | 5066.0627 | 4584.5261 | 2783.7939 | 2844.5869 | 2282.2688 | 1949.3919
6.5 |  |  | 3468.7702 | 3485.0637 | 4877.3656 | 4583.4746 | 2680.1449 | 2844.4227 | 2197.2207 | 1949.3919
3.1 |  |  | 3563.6681 | 3484.8378 | 5172.2298 | 4583.4556 | 3042.8759 | 2844.1988 | 2129.3539 | 1949.3919
3.5 |  |  | 3521.924 | 3483.9276 | 5010.9316 | 4582.3755 | 2820.3262 | 2844.0874 | 2190.6053 | 1949.3919
3.4 |  |  | 3297.8561 | 3483.4725 | 4662.511 | 4582.1438 | 2785.8808 | 2843.8541 | 1876.6302 | 1949.3919
3.1 |  |  | 2964.6324 | 3483.3618 | 3958.6514 | 4581.9753 | 2360.6539 | 2843.6328 | 1597.9976 | 1949.3919
2.8 |  |  | 2566.1688 | 3481.6933 | 3626.588 | 4581.9375 | 2408.3388 | 2843.402 | 1218.2492 | 1949.3919
2.9 |  |  | 2185.5818 | 3481.6933 | 3027.4674 | 4580.0115 | 2146.9512 | 2843.362 | 880.5162 | 1949.3919
2.8 |  |  | 2060.7678 | 3481.4419 | 2663.5064 | 4579.8975 | 2080.4491 | 2843.264 | 583.0573 | 1949.3919
2.2 |  |  | 2041.5737 | 3480.2643 | 2596.2134 | 4579.4811 | 2128.4531 | 2842.7011 | 467.7603 | 1949.3919
1.6 |  |  | 2038.8368 | 3480.2643 | 2631.5009 | 4579.4763 | 2222.3617 | 2841.8357 | 409.1392 | 1949.3919
2 |  |  | 2062.4648 | 3480.2643 | 2820.2926 | 4578.7083 | 2312.5645 | 2841.4364 | 507.7281 | 1949.3919
1.1 |  |  | 2169.7514 | 3480.2643 | 3536.8817 | 4578.1401 | 2631.1788 | 2841.2148 | 905.7029 | 1949.3919
2.2 |  |  | 2599.8422 | 3480.2643 | 5137.7566 | 4578.0107 | 3310.4939 | 2841.2018 | 1827.2627 | 1949.3919
3 |  |  | 3310.3489 | 3480.2643 | 6124.2741 | 4577.9278 | 3416.0458 | 2841.1283 | 2708.2283 | 1949.3919
3.2 |  |  | 3687.5442 | 3478.9495 | 5607.8732 | 4577.7867 | 3413.8657 | 2841.0867 | 2194.0075 | 1949.3919
4.7 |  |  | 3748.1888 | 3478.9495 | 4918.162 | 4577.5376 | 2968.7701 | 2840.8754 | 1949.3919 | 1949.3919
2.7 |  |  | 3687.3062 | 3478.9495 | 5132.567 | 4577.0474 | 3190.4926 | 2840.6608 | 1942.0744 | 1949.3919
5.2 |  |  | 3661.3593 | 3478.9495 | 4575.9733 | 4576.8603 | 2835.0194 | 2840.1853 | 1740.9539 | 1949.3919
4.3 |  |  | 3617.0154 | 3478.9495 | 4517.7832 | 4576.4611 | 2862.7325 | 2839.7686 | 1655.0507 | 1949.3919
5.6 |  |  | 3579.9493 | 3478.9495 | 4271.8682 | 4575.9733 | 2661.6482 | 2839.4143 | 1610.22 | 1949.3919
4.6 |  |  | 3685.9794 | 3478.9495 | 4493.7924 | 4575.6534 | 2783.4381 | 2839.3502 | 1710.3543 | 1949.3919
3 |  |  | 3789.8597 | 3478.9495 | 4866.1457 | 4575.404 | 3115.1895 | 2839.0645 | 1750.9562 | 1949.3919
5.6 |  |  | 3772.3855 | 3478.9495 | 4959.5314 | 4575.2311 | 2865.5415 | 2838.977 | 2093.9898 | 1949.3919
5.5 |  |  | 3597.6711 | 3478.9495 | 5421.1637 | 4575.2179 | 2948.1878 | 2838.8381 | 2472.9759 | 1949.3919
5 |  |  | 3603.9699 | 3478.9495 | 5398.6317 | 4574.6029 | 2936.3727 | 2838.8073 | 2462.259 | 1949.3919
4.4 |  |  | 3680.7226 | 3478.9495 | 5307.8371 | 4574.5524 | 2930.3181 | 2838.6711 | 2377.519 | 1949.3919
2.9 |  |  | 3661.1294 | 3478.9495 | 5472.1015 | 4574.1724 | 3119.3224 | 2838.2383 | 2352.7791 | 1949.3919
3.2 |  |  | 3450.372 | 3478.9495 | 4944.9934 | 4573.1683 | 3009.3571 | 2837.7822 | 1935.6363 | 1949.3919
2.3 |  |  | 3082.1997 | 3478.9495 | 4576.8603 | 4572.5734 | 2790.6333 | 2837.771 | 1786.227 | 1949.3919
1.5 |  |  | 2607.7078 | 3478.9495 | 4259.482 | 4572.1578 | 2804.5444 | 2837.7545 | 1454.9376 | 1949.3919
1.8 |  |  | 2185.5818 | 3478.9495 | 3257.3429 | 4571.4865 | 2376.8267 | 2837.3995 | 880.5162 | 1949.3919
1.2 |  |  | 2060.7678 | 3478.9495 | 2942.3975 | 4570.754 | 2359.3402 | 2835.7732 | 583.0573 | 1949.3919
1.6 |  |  | 2041.5737 | 3478.9495 | 2809.4254 | 4570.5121 | 2341.6651 | 2835.0194 | 467.7603 | 1949.3919
1.7 |  |  | 2038.8368 | 3478.9495 | 2791.4148 | 4569.8975 | 2382.2756 | 2834.9807 | 409.1392 | 1949.3919
1.9 |  |  | 2062.4648 | 3478.9495 | 2982.7769 | 4569.1705 | 2475.0488 | 2834.1384 | 507.7281 | 1949.3919
2.3 |  |  | 2169.7514 | 3478.9495 | 3571.7846 | 4568.7496 | 2666.0817 | 2834.0556 | 905.7029 | 1949.3919
2.7 |  |  | 2599.8422 | 3478.9495 | 5198.381 | 4567.8616 | 3371.1184 | 2834.0097 | 1827.2627 | 1949.3919
3.3 |  |  | 3310.3489 | 3478.6996 | 6230.2463 | 4567.3782 | 3522.0179 | 2833.649 | 2708.2283 | 1949.3919
3.7 |  |  | 3687.5442 | 3477.9955 | 5691.5705 | 4566.7239 | 3497.563 | 2833.5585 | 2194.0075 | 1949.3919
2.1 |  |  | 3748.1888 | 3477.3127 | 5337.0696 | 4566.0671 | 3387.6777 | 2833.0138 | 1949.3919 | 1949.3919
1.7 |  |  | 3687.3062 | 3477.3127 | 5343.9322 | 4565.2691 | 3401.8579 | 2832.641 | 1942.0744 | 1949.3919
4.9 |  |  | 3661.3593 | 3477.3127 | 4684.4236 | 4565.213 | 2943.4697 | 2832.605 | 1740.9539 | 1949.3919
4.6 |  |  | 3617.0154 | 3477.3127 | 4530.3985 | 4564.7145 | 2875.3478 | 2832.4707 | 1655.0507 | 1949.3919
2.5 |  |  | 3579.9493 | 3477.3127 | 4745.4292 | 4563.6529 | 3135.2092 | 2832.4471 | 1610.22 | 1949.3919
5.1 |  |  | 3685.9794 | 3477.3127 | 4454.929 | 4562.6257 | 2744.5747 | 2832.048 | 1710.3543 | 1949.3919
4.7 |  |  | 3789.8597 | 3475.706 | 4627.3974 | 4562.4939 | 2876.4412 | 2831.5309 | 1750.9562 | 1949.3919
5 |  |  | 3772.3855 | 3474.9051 | 5069.0691 | 4561.9494 | 2975.0793 | 2831.27 | 2093.9898 | 1949.3919
3.4 |  |  | 3597.6711 | 3474.9051 | 5728.9468 | 4561.8569 | 3255.9709 | 2830.909 | 2472.9759 | 1949.3919
5.8 |  |  | 3603.9699 | 3474.9051 | 5342.8728 | 4561.6212 | 2880.6138 | 2829.7793 | 2462.259 | 1949.3919
5.3 |  |  | 3680.7226 | 3474.9051 | 5241.4596 | 4560.348 | 2863.9406 | 2829.4342 | 2377.519 | 1949.3919
4.6 |  |  | 3661.1294 | 3474.9051 | 5345.8166 | 4559.553 | 2993.0375 | 2829.008 | 2352.7791 | 1949.3919
3.3 |  |  | 3450.372 | 3474.9051 | 4960.3162 | 4558.8165 | 3024.6799 | 2828.9423 | 1935.6363 | 1949.3919
3.1 |  |  | 3082.1997 | 3474.9051 | 4529.4648 | 4558.8113 | 2743.2378 | 2828.8837 | 1786.227 | 1949.3919
2.9 |  |  | 2607.7078 | 3474.9051 | 4147.4805 | 4558.154 | 2692.5429 | 2828.8008 | 1454.9376 | 1949.3919
2.8 |  |  | 2185.5818 | 3474.9051 | 3188.7837 | 4557.7468 | 2308.2675 | 2828.5304 | 880.5162 | 1949.3919
2.1 |  |  | 2060.7678 | 3474.9051 | 2866.8246 | 4557.0417 | 2283.7673 | 2828.2023 | 583.0573 | 1949.3919
1.9 |  |  | 2041.5737 | 3474.9051 | 2776.5086 | 4556.7777 | 2308.7482 | 2827.9787 | 467.7603 | 1949.3919
2 |  |  | 2038.8368 | 3474.9051 | 2757.1331 | 4556.6834 | 2347.9939 | 2827.2164 | 409.1392 | 1949.3919
0.8 |  |  | 2062.4648 | 3474.9051 | 3048.7768 | 4555.4613 | 2541.0487 | 2827.0859 | 507.7281 | 1949.3919
1.1 |  |  | 2169.7514 | 3474.9051 | 3684.899 | 4552.8791 | 2779.1961 | 2826.8208 | 905.7029 | 1949.3919
4.4 |  |  | 2599.8422 | 3474.9051 | 5008.47 | 4552.643 | 3181.2074 | 2826.7258 | 1827.2627 | 1949.3919
4.6 |  |  | 3310.3489 | 3474.9051 | 6087.7142 | 4551.9115 | 3379.4859 | 2826.5449 | 2708.2283 | 1949.3919
4.7 |  |  | 3687.5442 | 3474.9051 | 5579.8638 | 4551.4578 | 3385.8564 | 2825.9836 | 2194.0075 | 1949.3919
5.2 |  |  | 3748.1888 | 3474.9051 | 4933.2109 | 4551.4154 | 2983.8189 | 2825.2505 | 1949.3919 | 1949.3919
6 |  |  | 3687.3062 | 3474.9051 | 4747.7948 | 4551.2297 | 2805.7204 | 2825.0721 | 1942.0744 | 1949.3919
6.8 |  |  | 3661.3593 | 3474.9051 | 4383.0246 | 4550.4832 | 2642.0707 | 2825.0208 | 1740.9539 | 1949.3919
7.9 |  |  | 3617.0154 | 3474.9051 | 4032.6292 | 4550.1706 | 2377.5785 | 2824.9044 | 1655.0507 | 1949.3919
8.5 |  |  | 3579.9493 | 3474.9051 | 3855.7482 | 4549.4367 | 2245.5282 | 2824.6137 | 1610.22 | 1949.3919
8.7 |  |  | 3685.9794 | 3474.9051 | 3908.928 | 4548.8555 | 2198.5737 | 2824.5385 | 1710.3543 | 1949.3919
8.5 |  |  | 3789.8597 | 3474.9051 | 4026.4174 | 4547.1574 | 2275.4613 | 2824.3794 | 1750.9562 | 1949.3919
9.5 |  |  | 3772.3855 | 3474.9051 | 4430.4912 | 4547.0291 | 2336.5014 | 2824.3192 | 2093.9898 | 1949.3919
8.9 |  |  | 3597.6711 | 3474.9051 | 4934.2313 | 4546.7108 | 2461.2554 | 2824.3113 | 2472.9759 | 1949.3919
8.8 |  |  | 3603.9699 | 3472.8013 | 4851.7749 | 4546.2682 | 2389.5159 | 2824.166 | 2462.259 | 1949.3919
8.4 |  |  | 3680.7226 | 3468.7702 | 4754.2476 | 4545.8385 | 2376.7286 | 2823.8734 | 2377.519 | 1949.3919
7.7 |  |  | 3661.1294 | 3468.7702 | 4904.5554 | 4545.6418 | 2551.7763 | 2822.699 | 2352.7791 | 1949.3919
6.8 |  |  | 3450.372 | 3468.7702 | 4505.864 | 4545.4953 | 2570.2277 | 2822.6585 | 1935.6363 | 1949.3919
6.1 |  |  | 3082.1997 | 3468.7702 | 4112.9264 | 4545.3656 | 2326.6994 | 2821.5166 | 1786.227 | 1949.3919
5 |  |  | 2607.7078 | 3468.7702 | 3767.0554 | 4544.5106 | 2312.1178 | 2821.179 | 1454.9376 | 1949.3919
3.5 |  |  | 2185.5818 | 3468.7702 | 2921.9293 | 4544.1096 | 2041.4131 | 2820.3262 | 880.5162 | 1949.3919
2.9 |  |  | 2060.7678 | 3468.7702 | 2581.5091 | 4543.8047 | 1998.4519 | 2820.2367 | 583.0573 | 1949.3919
2.1 |  |  | 2041.5737 | 3468.7702 | 2505.7883 | 4543.2717 | 2038.0279 | 2819.5559 | 467.7603 | 1949.3919
1.5 |  |  | 2038.8368 | 3468.7702 | 2531.072 | 4543.1777 | 2121.9329 | 2819.5114 | 409.1392 | 1949.3919
0.7 |  |  | 2062.4648 | 3468.7702 | 2797.9102 | 4542.8015 | 2290.1821 | 2819.0867 | 507.7281 | 1949.3919
1.9 |  |  | 2169.7514 | 3468.7702 | 3320.7106 | 4542.2406 | 2415.0077 | 2816.9678 | 905.7029 | 1949.3919
4.1 |  |  | 2599.8422 | 3468.7702 | 4801.5241 | 4542.1328 | 2974.2614 | 2815.992 | 1827.2627 | 1949.3919
4.9 |  |  | 3310.3489 | 3468.7702 | 5759.3365 | 4541.8845 | 3051.1081 | 2815.9642 | 2708.2283 | 1949.3919
5.5 |  |  | 3687.5442 | 3468.7702 | 5182.8644 | 4541.8538 | 2988.857 | 2815.6803 | 2194.0075 | 1949.3919
6.9 |  |  | 3748.1888 | 3468.7702 | 4484.9697 | 4541.6458 | 2535.5778 | 2815.1129 | 1949.3919 | 1949.3919
7.4 |  |  | 3687.3062 | 3468.7702 | 4369.158 | 4541.6243 | 2427.0836 | 2815.0802 | 1942.0744 | 1949.3919
8.3 |  |  | 3661.3593 | 3468.7702 | 4042.3831 | 4541.5603 | 2301.4292 | 2814.4934 | 1740.9539 | 1949.3919
8.8 |  |  | 3617.0154 | 3468.7702 | 3840.3408 | 4541.4596 | 2185.2901 | 2814.3132 | 1655.0507 | 1949.3919
9.2 |  |  | 3579.9493 | 3468.7702 | 3721.9037 | 4541.4339 | 2111.6836 | 2813.8815 | 1610.22 | 1949.3919
9.6 |  |  | 3685.9794 | 3468.7702 | 3751.3279 | 4541.1952 | 2040.9736 | 2813.6073 | 1710.3543 | 1949.3919
9.9 |  |  | 3789.8597 | 3468.7702 | 3827.7063 | 4540.9348 | 2076.7501 | 2813.2606 | 1750.9562 | 1949.3919
9.9 |  |  | 3772.3855 | 3468.7702 | 4323.645 | 4539.361 | 2229.6552 | 2812.7411 | 2093.9898 | 1949.3919
9.7 |  |  | 3597.6711 | 3468.7702 | 4797.5082 | 4539.0697 | 2324.5323 | 2812.7372 | 2472.9759 | 1949.3919
9.5 |  |  | 3603.9699 | 3468.7702 | 4737.0945 | 4538.3399 | 2274.8355 | 2812.2898 | 2462.259 | 1949.3919
9.3 |  |  | 3680.7226 | 3468.7702 | 4592.4578 | 4536.9733 | 2214.9389 | 2812.1014 | 2377.519 | 1949.3919
8.6 |  |  | 3661.1294 | 3465.9389 | 4748.5817 | 4536.9524 | 2395.8026 | 2812.018 | 2352.7791 | 1949.3919
7.3 |  |  | 3450.372 | 3465.9389 | 4397.2101 | 4535.6283 | 2461.5738 | 2811.7055 | 1935.6363 | 1949.3919
5.4 |  |  | 3082.1997 | 3465.9389 | 4115.3816 | 4534.5033 | 2329.1546 | 2811.6341 | 1786.227 | 1949.3919
4.5 |  |  | 2607.7078 | 3465.9389 | 3760.8083 | 4534.4423 | 2305.8707 | 2810.6843 | 1454.9376 | 1949.3919
3.9 |  |  | 2185.5818 | 3465.9389 | 2841.6061 | 4534.2348 | 1961.0899 | 2810.1692 | 880.5162 | 1949.3919
3.4 |  |  | 2060.7678 | 3465.9389 | 2491.1408 | 4533.5601 | 1908.0836 | 2809.8778 | 583.0573 | 1949.3919
1.9 |  |  | 2041.5737 | 3465.9389 | 2458.8364 | 4533.3018 | 1991.0761 | 2809.3893 | 467.7603 | 1949.3919
1.5 |  |  | 2038.8368 | 3465.9389 | 2468.8625 | 4533.1266 | 2059.7233 | 2809.3107 | 409.1392 | 1949.3919
0.8 |  |  | 2062.4648 | 3465.9389 | 2728.8208 | 4531.4118 | 2221.0927 | 2809.145 | 507.7281 | 1949.3919
2.5 |  |  | 2169.7514 | 3465.9389 | 3197.8842 | 4530.5617 | 2292.1814 | 2808.7585 | 905.7029 | 1949.3919
3.5 |  |  | 2599.8422 | 3465.9389 | 4811.1538 | 4530.3985 | 2983.8911 | 2808.2418 | 1827.2627 | 1949.3919
6.2 |  |  | 3310.3489 | 3465.9389 | 5552.651 | 4530.1389 | 2844.4227 | 2807.6274 | 2708.2283 | 1942.0744
8.4 |  |  | 3687.5442 | 3465.9389 | 4794.8355 | 4529.4648 | 2600.8281 | 2806.8792 | 2194.0075 | 1942.0744
11.4 |  |  | 3748.1888 | 3465.9389 | 3952.525 | 4528.9012 | 2003.1331 | 2806.2824 | 1949.3919 | 1942.0744
12.4 |  |  | 3687.3062 | 3465.9389 | 2027.4726 | 4526.6949 | 85.3983 | 2805.9699 | 1942.0744 | 1942.0744
12.9 |  |  | 3661.3593 | 3465.9389 | 3557.3599 | 4526.3967 | 1816.406 | 2805.8216 | 1740.9539 | 1942.0744
12.2 |  |  | 3617.0154 | 3465.9389 | 3445.7083 | 4526.1481 | 1790.6575 | 2805.759 | 1655.0507 | 1942.0744
12.4 |  |  | 3579.9493 | 3465.9389 | 3338.9328 | 4526.0806 | 1728.7128 | 2805.7204 | 1610.22 | 1942.0744
12.9 |  |  | 3685.9794 | 3465.9389 | 3352.5997 | 4524.6563 | 1642.2454 | 2805.3901 | 1710.3543 | 1942.0744
12 |  |  | 3789.8597 | 3465.9389 | 3508.8481 | 4524.494 | 1757.8919 | 2805.0652 | 1750.9562 | 1942.0744
11.6 |  |  | 3772.3855 | 3465.9389 | 4037.9574 | 4524.4812 | 1943.9676 | 2804.5444 | 2093.9898 | 1942.0744
10.6 |  |  | 3597.6711 | 3465.9389 | 4642.146 | 4523.8948 | 2169.1701 | 2804.3316 | 2472.9759 | 1942.0744
10.1 |  |  | 3603.9699 | 3465.9389 | 4596.5462 | 4523.8351 | 2134.2872 | 2804.1987 | 2462.259 | 1942.0744
9.1 |  |  | 3680.7226 | 3465.9389 | 4523.8351 | 4520.8084 | 2146.3161 | 2803.9766 | 2377.519 | 1942.0744
8 |  |  | 3661.1294 | 3465.9389 | 4693.4948 | 4519.6786 | 2340.7157 | 2803.6909 | 2352.7791 | 1942.0744
8.3 |  |  | 3450.372 | 3465.9389 | 4206.5672 | 4517.8414 | 2270.9308 | 2803.1681 | 1935.6363 | 1942.0744
8.3 |  |  | 3082.1997 | 3465.9389 | 3770.7884 | 4517.7832 | 1984.5614 | 2802.9474 | 1786.227 | 1942.0744
9 |  |  | 2607.7078 | 3465.9389 | 3150.8011 | 4517.5703 | 1695.8635 | 2802.8167 | 1454.9376 | 1942.0744
9.3 |  |  | 2346.6555 | 3465.9389 | 2635.0506 | 4516.6846 | 1576.3533 | 2802.187 | 1058.6973 | 1942.0744
9.6 |  |  | 2161.8075 | 3465.9389 | 2065.0992 | 4516.5131 | 1344.6408 | 2801.2491 | 720.4584 | 1942.0744
9.8 |  |  | 2085.4126 | 3465.9389 | 1785.2399 | 4516.3755 | 1257.8609 | 2800.9728 | 527.379 | 1942.0744
9.6 |  |  | 2042.7717 | 3465.9389 | 1653.906 | 4515.421 | 1229.0074 | 2800.5487 | 424.8986 | 1942.0744
8 |  |  | 2040.2062 | 3465.9389 | 1777.221 | 4515.1609 | 1358.5198 | 2800.3373 | 418.7012 | 1942.0744
8 |  |  | 2048.0696 | 3465.9389 | 1771.526 | 4515.0017 | 1259.1934 | 2798.5298 | 512.3326 | 1942.0744
8.4 |  |  | 2151.985 | 3465.9389 | 2483.6171 | 4514.6105 | 1884.4498 | 2798.4076 | 599.1672 | 1942.0744
9.4 |  |  | 2461.9337 | 3465.9389 | 2804.5442 | 4513.9307 | 1765.4706 | 2797.386 | 1039.0737 | 1942.0744
9.2 |  |  | 2877.2007 | 3465.9389 | 3780.7255 | 4513.3018 | 2038.2518 | 2797.2476 | 1742.4737 | 1942.0744
10.9 |  |  | 3165.0601 | 3465.9389 | 4574.5524 | 4513.1742 | 2013.6954 | 2797.0675 | 2560.857 | 1942.0744
11 |  |  | 3164.7435 | 3465.9389 | 4828.2634 | 4512.4498 | 2050.452 | 2796.1846 | 2777.8114 | 1942.0744
11.3 |  |  | 3133.1785 | 3465.9389 | 4886.6535 | 4511.0514 | 2128.5296 | 2796.0194 | 2758.1239 | 1942.0744
12.2 |  |  | 3095.6351 | 3465.9389 | 4400.3995 | 4509.7878 | 1963.8837 | 2795.6984 | 2436.5158 | 1942.0744
15 |  |  | 3111.3285 | 3465.9389 | 2233.3096 | 4509.5212 | 37.8538 | 2794.3944 | 2195.4559 | 1942.0744
14.5 |  |  | 3153.287 | 3465.9389 | 2053.5406 | 4509.2562 | 39.7652 | 2793.821 | 2013.7755 | 1942.0744
14.9 |  |  | 3229.4675 | 3465.9389 | 1953.0538 | 4508.0792 | 39.3817 | 2793.5373 | 1913.6721 | 1942.0744
13.7 |  |  | 3301.297 | 3465.9389 | 3691.3265 | 4507.8418 | 1714.3793 | 2793.3048 | 1976.9473 | 1942.0744
12.6 |  |  | 3376.833 | 3465.9389 | 4133.9982 | 4506.4833 | 1851.7294 | 2792.6024 | 2282.2688 | 1942.0744
13.1 |  |  | 3505.6927 | 3465.9389 | 2232.988 | 4505.864 | 35.7672 | 2792.3155 | 2197.2207 | 1942.0744
14.8 |  |  | 3588.0767 | 3465.9389 | 2163.3434 | 4504.8984 | 33.9895 | 2792.0964 | 2129.3539 | 1942.0744
13.7 |  |  | 3537.0971 | 3465.9389 | 2231.2403 | 4504.284 | 40.635 | 2790.8204 | 2190.6053 | 1942.0744
12.5 |  |  | 3307.1462 | 3465.9389 | 1917.902 | 4504.0982 | 41.2719 | 2790.6333 | 1876.6302 | 1942.0744
11.7 |  |  | 2971.0933 | 3465.9389 | 1641.6598 | 4503.899 | 43.6622 | 2790.6118 | 1597.9976 | 1942.0744
11.4 |  |  | 2570.7922 | 3460.6671 | 1447.6385 | 4503.678 | 229.3894 | 2788.747 | 1218.2492 | 1942.0744
11.4 |  |  | 2343.1784 | 3460.2468 | 1349.4589 | 4503.2003 | 290.7616 | 2788.6331 | 1058.6973 | 1942.0744
11.2 |  |  | 2159.8604 | 3459.8404 | 1235.0807 | 4500.7031 | 514.6223 | 2788.5773 | 720.4584 | 1942.0744
10.6 |  |  | 2083.2355 | 3458.2267 | 1171.568 | 4500.3993 | 644.189 | 2788.088 | 527.379 | 1942.0744
11.1 |  |  | 2041.6223 | 3455.7864 | 1153.0845 | 4500.1515 | 728.1859 | 2787.5137 | 424.8986 | 1942.0744
10.5 |  |  | 2038.2145 | 3453.2712 | 1134.9743 | 4499.9017 | 716.2731 | 2786.9914 | 418.7012 | 1942.0744
11.1 |  |  | 2045.0139 | 3451.1998 | 1162.5842 | 4499.7496 | 650.2515 | 2786.1917 | 512.3326 | 1942.0744
10.6 |  |  | 2145.5263 | 3450.372 | 2172.0325 | 4498.8181 | 1572.8653 | 2786.148 | 599.1672 | 1942.0744
11.5 |  |  | 2450.6092 | 3450.372 | 1695.153 | 4498.6835 | 656.0793 | 2785.8977 | 1039.0737 | 1942.0744
11.4 |  |  | 2848.6074 | 3450.372 | 3363.2132 | 4498.5705 | 1620.7395 | 2785.8808 | 1742.4737 | 1942.0744
13 |  |  | 3110.5949 | 3450.372 | 2595.2388 | 4498.0363 | 34.3818 | 2784.836 | 2560.857 | 1942.0744
13.1 |  |  | 3092.1207 | 3450.372 | 2812.8556 | 4497.5292 | 35.0442 | 2784.0056 | 2777.8114 | 1942.0744
13.9 |  |  | 3058.3923 | 3450.372 | 2790.5696 | 4497.36 | 32.4458 | 2783.9495 | 2758.1239 | 1942.0744
14.9 |  |  | 3020.0621 | 3450.372 | 2471.5769 | 4497.2655 | 35.0611 | 2783.7939 | 2436.5158 | 1942.0744
14.6 |  |  | 3036.3484 | 3450.372 | 2226.8849 | 4496.9541 | 31.4291 | 2783.7045 | 2195.4559 | 1942.0744
15.7 |  |  | 3085.0661 | 3450.372 | 2047.3012 | 4496.0114 | 33.5257 | 2783.7024 | 2013.7755 | 1942.0744
16.3 |  |  | 3169.5851 | 3450.372 | 1946.7818 | 4495.9165 | 33.1096 | 2783.4381 | 1913.6721 | 1942.0744
15.7 |  |  | 3248.0281 | 3450.372 | 2007.3172 | 4495.7115 | 30.37 | 2782.4842 | 1976.9473 | 1942.0744
12 |  |  | 3328.3344 | 3450.372 | 4128.151 | 4495.0369 | 1845.8822 | 2781.2366 | 2282.2688 | 1942.0744
11.3 |  |  | 3468.7702 | 3450.372 | 4017.9565 | 4494.401 | 1820.7358 | 2780.9313 | 2197.2207 | 1942.0744
11.4 |  |  | 3563.6681 | 3450.372 | 3885.5834 | 4494.3092 | 1756.2295 | 2780.7246 | 2129.3539 | 1942.0744
11.7 |  |  | 3521.924 | 3450.372 | 3683.9168 | 4493.7924 | 1493.3115 | 2779.9269 | 2190.6053 | 1942.0744
11.2 |  |  | 3297.8561 | 3450.372 | 3514.5983 | 4493.5273 | 1637.9681 | 2779.7042 | 1876.6302 | 1942.0744
11.1 |  |  | 2964.6324 | 3450.372 | 1640.4515 | 4492.8329 | 42.4539 | 2779.4109 | 1597.9976 | 1942.0744
10.9 |  |  | 2566.1688 | 3450.372 | 1447.587 | 4491.2261 | 229.3378 | 2779.1961 | 1218.2492 | 1942.0744
10.8 |  |  | 2185.5818 | 3450.372 | 1260.0707 | 4489.7652 | 379.5546 | 2778.8817 | 880.5162 | 1942.0744
9.7 |  |  | 2060.7678 | 3450.372 | 1161.1462 | 4489.2361 | 578.0889 | 2777.5094 | 583.0573 | 1942.0744
9.8 |  |  | 2041.5737 | 3450.372 | 1110.9495 | 4489.1342 | 643.1891 | 2777.4823 | 467.7603 | 1942.0744
9 |  |  | 2038.8368 | 3450.372 | 1408.0209 | 4488.971 | 998.8817 | 2776.9482 | 409.1392 | 1942.0744
9.1 |  |  | 2062.4648 | 3450.372 | 1607.1131 | 4488.827 | 1099.385 | 2776.7087 | 507.7281 | 1942.0744
9.9 |  |  | 2169.7514 | 3450.372 | 2036.7399 | 4488.7201 | 1131.0371 | 2775.2596 | 905.7029 | 1942.0744
11.6 |  |  | 2599.8422 | 3450.372 | 2152.1071 | 4488.1597 | 324.8444 | 2774.121 | 1827.2627 | 1942.0744
12.3 |  |  | 3310.3489 | 3450.372 | 2813.2887 | 4486.796 | 105.0603 | 2773.5379 | 2708.2283 | 1942.0744
13 |  |  | 3687.5442 | 3450.372 | 2290.1465 | 4486.3004 | 96.1391 | 2773.4501 | 2194.0075 | 1942.0744
13 |  |  | 3748.1888 | 3450.372 | 2031.6677 | 4486.0405 | 82.2758 | 2773.326 | 1949.3919 | 1942.0744
12.7 |  |  | 3687.3062 | 3450.372 | 2026.4667 | 4485.5035 | 84.3924 | 2772.2644 | 1942.0744 | 1942.0744
13.7 |  |  | 3661.3593 | 3450.372 | 1881.8616 | 4484.9697 | 140.9077 | 2772.206 | 1740.9539 | 1942.0744
13.7 |  |  | 3617.0154 | 3450.372 | 1825.6542 | 4484.8929 | 170.6034 | 2771.416 | 1655.0507 | 1942.0744
13.4 |  |  | 3579.9493 | 3450.372 | 3033.7031 | 4483.8727 | 1423.4831 | 2771.221 | 1610.22 | 1942.0744
14.7 |  |  | 3685.9794 | 3450.372 | 1786.9532 | 4483.2867 | 76.5989 | 2770.5883 | 1710.3543 | 1942.0744
13.5 |  |  | 3789.8597 | 3450.372 | 3243.0611 | 4482.1367 | 1492.1049 | 2770.0288 | 1750.9562 | 1942.0744
11.5 |  |  | 3772.3855 | 3450.372 | 3870.035 | 4478.9391 | 1776.0452 | 2769.9008 | 2093.9898 | 1942.0744
10.2 |  |  | 3597.6711 | 3450.372 | 4472.3593 | 4478.7922 | 1999.3834 | 2769.0285 | 2472.9759 | 1942.0744
8.3 |  |  | 3603.9699 | 3450.372 | 4452.8058 | 4478.1691 | 1990.5468 | 2768.7224 | 2462.259 | 1942.0744
7.2 |  |  | 3680.7226 | 3450.372 | 4432.3986 | 4476.9357 | 2054.8796 | 2767.4072 | 2377.519 | 1942.0744
5.6 |  |  | 3661.1294 | 3450.372 | 4637.9051 | 4476.3694 | 2285.126 | 2766.5001 | 2352.7791 | 1942.0744
5.1 |  |  | 3450.372 | 3450.372 | 4191.701 | 4476.2689 | 2256.0646 | 2766.4377 | 1935.6363 | 1942.0744
4.7 |  |  | 3082.1997 | 3450.372 | 3851.8698 | 4476.0006 | 2065.6428 | 2765.7276 | 1786.227 | 1942.0744
4.5 |  |  | 2607.7078 | 3450.372 | 3430.3343 | 4475.3852 | 1975.3967 | 2765.142 | 1454.9376 | 1942.0744
4.4 |  |  | 2185.5818 | 3450.372 | 2470.9343 | 4474.8622 | 1590.4181 | 2765.1305 | 880.5162 | 1942.0744
4.5 |  |  | 2060.7678 | 3450.372 | 2083.5187 | 4474.5129 | 1500.4614 | 2764.6311 | 583.0573 | 1942.0744
4.1 |  |  | 2041.5737 | 3450.372 | 1974.2122 | 4473.8556 | 1506.4519 | 2764.5113 | 467.7603 | 1942.0744
3.8 |  |  | 2038.8368 | 3450.372 | 1995.6441 | 4473.3695 | 1586.5049 | 2764.4648 | 409.1392 | 1942.0744
4.1 |  |  | 2062.4648 | 3450.372 | 2197.9061 | 4472.5829 | 1690.1781 | 2764.0499 | 507.7281 | 1942.0744
5.3 |  |  | 2169.7514 | 3450.372 | 2633.5627 | 4472.4429 | 1727.8598 | 2764.0455 | 905.7029 | 1942.0744
6.3 |  |  | 2599.8422 | 3450.372 | 4268.2311 | 4472.3593 | 2440.9685 | 2763.2894 | 1827.2627 | 1942.0744
6.7 |  |  | 3310.3489 | 3450.372 | 5236.7276 | 4471.5591 | 2528.4992 | 2761.8321 | 2708.2283 | 1942.0744
8.5 |  |  | 3687.5442 | 3450.372 | 4594.6369 | 4470.7124 | 2400.6294 | 2761.7549 | 2194.0075 | 1942.0744
8.4 |  |  | 3748.1888 | 3450.372 | 4121.7628 | 4469.9481 | 2172.3709 | 2761.4249 | 1949.3919 | 1942.0744
10.4 |  |  | 3687.3062 | 3450.372 | 3914.8196 | 4469.3809 | 1972.7452 | 2760.797 | 1942.0744 | 1942.0744
13 |  |  | 3661.3593 | 3450.372 | 1883.1991 | 4468.7152 | 142.2452 | 2760.0956 | 1740.9539 | 1942.0744
13.2 |  |  | 3617.0154 | 3450.372 | 1827.0968 | 4468.167 | 172.0461 | 2759.6924 | 1655.0507 | 1942.0744
14.2 |  |  | 3579.9493 | 3450.372 | 1716.1839 | 4467.8699 | 105.9638 | 2759.1387 | 1610.22 | 1942.0744
13.8 |  |  | 3685.9794 | 3450.372 | 3263.3583 | 4467.544 | 1553.004 | 2758.5748 | 1710.3543 | 1942.0744
13.9 |  |  | 3789.8597 | 3450.372 | 3329.5646 | 4467.2835 | 1578.6084 | 2758.3206 | 1750.9562 | 1942.0744
12.8 |  |  | 3772.3855 | 3450.372 | 3919.455 | 4467.1557 | 1825.4651 | 2758.0993 | 2093.9898 | 1942.0744
11.8 |  |  | 3597.6711 | 3450.372 | 4454.7641 | 4466.8652 | 1981.7882 | 2757.8826 | 2472.9759 | 1942.0744
12 |  |  | 3603.9699 | 3450.372 | 4357.7414 | 4466.0978 | 1895.4824 | 2757.8527 | 2462.259 | 1942.0744
11.8 |  |  | 3680.7226 | 3450.372 | 2418.8363 | 4465.6038 | 41.3173 | 2757.7648 | 2377.519 | 1942.0744
11.4 |  |  | 3661.1294 | 3450.372 | 2390.8918 | 4465.139 | 38.1127 | 2757.3566 | 2352.7791 | 1942.0744
11.3 |  |  | 3450.372 | 3450.372 | 1977.4076 | 4464.5862 | 41.7713 | 2756.9785 | 1935.6363 | 1942.0744
11.3 |  |  | 3082.1997 | 3450.372 | 1834.5282 | 4462.8305 | 48.3012 | 2756.6263 | 1786.227 | 1942.0744
11 |  |  | 2607.7078 | 3450.372 | 1546.5115 | 4462.5566 | 91.5739 | 2755.2495 | 1454.9376 | 1942.0744
10.2 |  |  | 2185.5818 | 3450.372 | 1260.6868 | 4461.9157 | 380.1706 | 2755.2069 | 880.5162 | 1942.0744
11.7 |  |  | 2060.7678 | 3450.372 | 1160.8024 | 4458.5023 | 577.7451 | 2755.0479 | 583.0573 | 1942.0744
12.1 |  |  | 2041.5737 | 3450.372 | 1110.5211 | 4458.199 | 642.7607 | 2754.9626 | 467.7603 | 1942.0744
11 |  |  | 2038.8368 | 3450.372 | 1098.7811 | 4457.1125 | 689.642 | 2754.8121 | 409.1392 | 1942.0744
9.9 |  |  | 2062.4648 | 3450.372 | 1643.2486 | 4456.4293 | 1135.5205 | 2754.4138 | 507.7281 | 1942.0744
9.4 |  |  | 2169.7514 | 3450.372 | 2153.1674 | 4456.3608 | 1247.4645 | 2752.7284 | 905.7029 | 1942.0744
9.4 |  |  | 2599.8422 | 3450.372 | 3854.4716 | 4455.545 | 2027.209 | 2752.5734 | 1827.2627 | 1942.0744
9.4 |  |  | 3310.3489 | 3450.372 | 4677.606 | 4455.1614 | 1969.3777 | 2752.3461 | 2708.2283 | 1942.0744
8.9 |  |  | 3687.5442 | 3450.372 | 4244.0308 | 4454.929 | 2050.0234 | 2752.2137 | 2194.0075 | 1942.0744
9 |  |  | 3748.1888 | 3450.372 | 3813.2374 | 4454.7641 | 1863.8455 | 2751.7197 | 1949.3919 | 1942.0744
8.8 |  |  | 3687.3062 | 3450.372 | 3859.378 | 4454.5132 | 1917.3037 | 2751.585 | 1942.0744 | 1942.0744
8.5 |  |  | 3661.3593 | 3450.372 | 3705.7537 | 4453.5805 | 1964.7998 | 2750.5072 | 1740.9539 | 1942.0744
8.8 |  |  | 3617.0154 | 3450.372 | 3562.1786 | 4453.4915 | 1907.1278 | 2749.6441 | 1655.0507 | 1942.0744
8.9 |  |  | 3579.9493 | 3450.372 | 3483.9757 | 4453.0798 | 1873.7557 | 2748.8945 | 1610.22 | 1942.0744
8.8 |  |  | 3685.9794 | 3450.372 | 3631.9539 | 4452.9211 | 1921.5995 | 2748.4916 | 1710.3543 | 1942.0744
8.6 |  |  | 3789.8597 | 3450.372 | 3805.5789 | 4452.8058 | 2054.6227 | 2748.0472 | 1750.9562 | 1942.0744
8.6 |  |  | 3772.3855 | 3450.372 | 4253.8701 | 4452.5143 | 2159.8803 | 2747.3842 | 2093.9898 | 1942.0744
7.3 |  |  | 3597.6711 | 3450.372 | 4772.806 | 4451.8507 | 2299.8301 | 2747.1069 | 2472.9759 | 1942.0744
6.7 |  |  | 3603.9699 | 3450.372 | 4694.5815 | 4451.7877 | 2232.3225 | 2746.9095 | 2462.259 | 1942.0744
6.3 |  |  | 3680.7226 | 3450.372 | 4655.7715 | 4451.5674 | 2278.2525 | 2746.5869 | 2377.519 | 1942.0744
5.7 |  |  | 3661.1294 | 3450.372 | 4774.5388 | 4451.4219 | 2421.7597 | 2746.4128 | 2352.7791 | 1942.0744
5.4 |  |  | 3450.372 | 3450.372 | 4321.819 | 4450.2709 | 2386.1826 | 2745.7615 | 1935.6363 | 1942.0744
4.8 |  |  | 3082.1997 | 3450.372 | 3982.7755 | 4449.9481 | 2196.5486 | 2744.9838 | 1786.227 | 1942.0744
4.5 |  |  | 2607.7078 | 3450.372 | 3583.4724 | 4448.7442 | 2128.5348 | 2744.5747 | 1454.9376 | 1942.0744
4.1 |  |  | 2185.5818 | 3450.372 | 2658.2224 | 4448.7363 | 1777.7062 | 2744.2532 | 880.5162 | 1942.0744
3.6 |  |  | 2060.7678 | 3450.372 | 2334.214 | 4448.6787 | 1751.1568 | 2743.9801 | 583.0573 | 1942.0744
3.1 |  |  | 2041.5737 | 3450.372 | 2261.5678 | 4447.8137 | 1793.8074 | 2743.4914 | 467.7603 | 1942.0744
2.7 |  |  | 2038.8368 | 3450.372 | 2306.7612 | 4447.3845 | 1897.6221 | 2743.4008 | 409.1392 | 1942.0744
2 |  |  | 2062.4648 | 3450.372 | 2595.5191 | 4447.2215 | 2087.791 | 2743.2494 | 507.7281 | 1942.0744
1.4 |  |  | 2169.7514 | 3450.372 | 3289.4795 | 4447.2073 | 2383.7766 | 2743.2378 | 905.7029 | 1942.0744
1.3 |  |  | 2599.8422 | 3450.372 | 5071.2338 | 4447.0857 | 3243.9711 | 2743.1371 | 1827.2627 | 1942.0744
1.5 |  |  | 3310.3489 | 3450.372 | 6100.8044 | 4446.9958 | 3392.5761 | 2743.0697 | 2708.2283 | 1942.0744
1.6 |  |  | 3687.5442 | 3450.372 | 5603.6311 | 4446.4462 | 3409.6237 | 2743.0304 | 2194.0075 | 1942.0744
2.5 |  |  | 3748.1888 | 3450.372 | 5076.9497 | 4445.5222 | 3127.5578 | 2742.8644 | 1949.3919 | 1942.0744
3 |  |  | 3687.3062 | 3450.372 | 5015.038 | 4445.3735 | 3072.9636 | 2741.7645 | 1942.0744 | 1942.0744
3.3 |  |  | 3661.3593 | 3450.372 | 4763.4469 | 4444.4464 | 3022.493 | 2741.2396 | 1740.9539 | 1942.0744
3.5 |  |  | 3617.0154 | 3450.372 | 4579.4811 | 4444.2756 | 2924.4304 | 2740.45 | 1655.0507 | 1942.0744
3.7 |  |  | 3579.9493 | 3450.372 | 4497.36 | 4443.5634 | 2887.14 | 2740.4075 | 1610.22 | 1942.0744
4.5 |  |  | 3685.9794 | 3450.372 | 4489.7652 | 4443.464 | 2779.4109 | 2740.0534 | 1710.3543 | 1942.0744
4.9 |  |  | 3789.8597 | 3450.372 | 4556.7777 | 4443.0383 | 2805.8216 | 2740.0021 | 1750.9562 | 1942.0744
5.6 |  |  | 3772.3855 | 3450.372 | 4939.7383 | 4443.027 | 2845.7484 | 2739.6374 | 2093.9898 | 1942.0744
5.6 |  |  | 3597.6711 | 3450.372 | 5389.0518 | 4442.861 | 2916.0759 | 2739.4291 | 2472.9759 | 1942.0744
5.7 |  |  | 3603.9699 | 3450.372 | 5298.0322 | 4442.6695 | 2835.7732 | 2738.9173 | 2462.259 | 1942.0744
6 |  |  | 3680.7226 | 3450.372 | 5120.5887 | 4441.9928 | 2743.0697 | 2738.8646 | 2377.519 | 1942.0744
5.8 |  |  | 3661.1294 | 3450.372 | 5197.366 | 4441.1988 | 2844.5869 | 2738.8412 | 2352.7791 | 1942.0744
5.3 |  |  | 3450.372 | 3450.372 | 4764.6443 | 4441.1009 | 2829.008 | 2738.5977 | 1935.6363 | 1942.0744
4.8 |  |  | 3082.1997 | 3450.372 | 4357.0763 | 4441.0073 | 2570.8493 | 2738.4133 | 1786.227 | 1942.0744
4.7 |  |  | 2607.7078 | 3450.372 | 3955.2309 | 4440.3621 | 2500.2933 | 2737.7157 | 1454.9376 | 1942.0744
4.7 |  |  | 2185.5818 | 3450.372 | 3016.9737 | 4439.6542 | 2136.4575 | 2737.6843 | 880.5162 | 1942.0744
4.3 |  |  | 2060.7678 | 3450.372 | 2663.3308 | 4439.5801 | 2080.2736 | 2737.4511 | 583.0573 | 1942.0744
4.2 |  |  | 2041.5737 | 3450.372 | 2584.0561 | 4438.9298 | 2116.2957 | 2737.2035 | 467.7603 | 1942.0744
4.2 |  |  | 2038.8368 | 3450.372 | 2562.6462 | 4438.8472 | 2153.507 | 2736.4653 | 409.1392 | 1942.0744
3.9 |  |  | 2062.4648 | 3450.372 | 2763.7354 | 4438.2624 | 2256.0073 | 2736.446 | 507.7281 | 1942.0744
3.9 |  |  | 2169.7514 | 3450.372 | 3328.5756 | 4438.1087 | 2422.8727 | 2735.8896 | 905.7029 | 1942.0744
4.6 |  |  | 2599.8422 | 3450.372 | 4900.7638 | 4437.486 | 3073.5011 | 2735.2136 | 1827.2627 | 1942.0744
4.8 |  |  | 3310.3489 | 3450.372 | 5948.1987 | 4436.7265 | 3239.9703 | 2735.1826 | 2708.2283 | 1942.0744
4.9 |  |  | 3687.5442 | 3450.372 | 5419.0475 | 4436.6738 | 3225.0401 | 2733.4786 | 2194.0075 | 1942.0744
6 |  |  | 3748.1888 | 3450.372 | 4724.6515 | 4436.2947 | 2775.2596 | 2733.444 | 1949.3919 | 1942.0744
6.8 |  |  | 3687.3062 | 3450.372 | 4550.4832 | 4435.286 | 2608.4088 | 2733.0831 | 1942.0744 | 1942.0744
7.6 |  |  | 3661.3593 | 3444.2075 | 4185.6254 | 4433.6038 | 2444.6715 | 2732.7775 | 1740.9539 | 1942.0744
8 |  |  | 3617.0154 | 3442.1381 | 3952.7901 | 4433.4877 | 2297.7394 | 2732.4132 | 1655.0507 | 1942.0744
9.3 |  |  | 3579.9493 | 3442.1381 | 3751.6645 | 4432.8113 | 2141.4444 | 2732.3764 | 1610.22 | 1942.0744
8.6 |  |  | 3685.9794 | 3442.1381 | 3865.7332 | 4432.5491 | 2155.3788 | 2732.1567 | 1710.3543 | 1942.0744
9.8 |  |  | 3789.8597 | 3442.1381 | 3851.9 | 4432.3986 | 2100.9438 | 2731.954 | 1750.9562 | 1942.0744
9.6 |  |  | 3772.3855 | 3442.1381 | 4362.5752 | 4432.246 | 2268.5854 | 2731.8067 | 2093.9898 | 1942.0744
9.3 |  |  | 3597.6711 | 3442.1381 | 4838.6099 | 4430.4912 | 2365.634 | 2730.9021 | 2472.9759 | 1942.0744
8.8 |  |  | 3603.9699 | 3442.1381 | 4756.1515 | 4429.8301 | 2293.8925 | 2730.589 | 2462.259 | 1942.0744
7.8 |  |  | 3680.7226 | 3442.1381 | 4735.2126 | 4429.3067 | 2357.6936 | 2730.4779 | 2377.519 | 1942.0744
7.7 |  |  | 3661.1294 | 3442.1381 | 4822.5045 | 4428.9869 | 2469.7254 | 2730.2616 | 2352.7791 | 1942.0744
7.1 |  |  | 3450.372 | 3442.1381 | 4402.5792 | 4428.4628 | 2466.9429 | 2730.0473 | 1935.6363 | 1942.0744
6.9 |  |  | 3082.1997 | 3442.1381 | 3979.4919 | 4428.1761 | 2193.2649 | 2729.7102 | 1786.227 | 1942.0744
6.1 |  |  | 2607.7078 | 3442.1381 | 3597.7938 | 4428.1392 | 2142.8562 | 2729.5667 | 1454.9376 | 1942.0744
5.4 |  |  | 2346.6555 | 3442.1381 | 3071.9256 | 4428.0594 | 2013.2283 | 2729.0974 | 1058.6973 | 1942.0744
5.3 |  |  | 2161.8075 | 3442.0422 | 2573.8798 | 4427.785 | 1853.4214 | 2728.7785 | 720.4584 | 1942.0744
5 |  |  | 2085.4126 | 3442.0422 | 2328.8762 | 4427.4925 | 1801.4972 | 2728.1888 | 527.379 | 1942.0744
4.9 |  |  | 2042.7717 | 3441.5251 | 2220.5435 | 4427.3375 | 1795.6449 | 2728.1734 | 424.8986 | 1942.0744
5.1 |  |  | 2040.2062 | 3441.5251 | 2253.0545 | 4427.0802 | 1834.3533 | 2727.7968 | 418.7012 | 1942.0744
5.1 |  |  | 2048.0696 | 3441.3531 | 2355.5615 | 4425.9303 | 1843.2288 | 2727.6542 | 512.3326 | 1942.0744
5.7 |  |  | 2151.985 | 3441.3531 | 2978.0534 | 4425.6906 | 2378.8862 | 2726.6866 | 599.1672 | 1942.0744
6.1 |  |  | 2461.9337 | 3441.3531 | 3369.1095 | 4423.0316 | 2330.0359 | 2726.2856 | 1039.0737 | 1942.0744
5.8 |  |  | 2877.2007 | 3441.3531 | 4342.5137 | 4422.7047 | 2600.04 | 2726.2572 | 1742.4737 | 1942.0744
7.3 |  |  | 3165.0601 | 3441.3531 | 5195.0112 | 4422.5045 | 2634.1542 | 2724.537 | 2560.857 | 1942.0744
7.5 |  |  | 3164.7435 | 3441.3531 | 5365.4548 | 4422.1956 | 2587.6435 | 2723.7608 | 2777.8114 | 1942.0744
7.1 |  |  | 3133.1785 | 3441.3531 | 5411.8432 | 4421.9978 | 2653.7193 | 2723.713 | 2758.1239 | 1942.0744
8.2 |  |  | 3095.6351 | 3441.3531 | 4873.1866 | 4421.2143 | 2436.6708 | 2723.2947 | 2436.5158 | 1942.0744
7.6 |  |  | 3111.3285 | 3441.3531 | 4719.1952 | 4420.656 | 2523.7393 | 2722.6653 | 2195.4559 | 1942.0744
8 |  |  | 3153.287 | 3441.3531 | 4386.9263 | 4420.3086 | 2373.1508 | 2722.4128 | 2013.7755 | 1942.0744
8.2 |  |  | 3229.4675 | 3441.3531 | 4295.934 | 4420.1812 | 2382.2619 | 2721.3635 | 1913.6721 | 1942.0744
8 |  |  | 3301.297 | 3441.3531 | 4498.0363 | 4419.9301 | 2521.0891 | 2721.1164 | 1976.9473 | 1942.0744
8 |  |  | 3376.833 | 3441.3531 | 4809.2717 | 4419.904 | 2527.0029 | 2720.5772 | 2282.2688 | 1942.0744
7.5 |  |  | 3505.6927 | 3441.3531 | 4710.6274 | 4417.1057 | 2513.4066 | 2719.9975 | 2197.2207 | 1942.0744
6.4 |  |  | 3588.0767 | 3441.3531 | 4720.4359 | 4417.045 | 2591.082 | 2719.5429 | 2129.3539 | 1942.0744
6.4 |  |  | 3537.0971 | 3441.3531 | 4609.8957 | 4416.9516 | 2419.2903 | 2718.9405 | 2190.6053 | 1942.0744
5.3 |  |  | 3307.1462 | 3441.3531 | 4400.8758 | 4416.67 | 2524.2456 | 2718.6715 | 1876.6302 | 1942.0744
5.3 |  |  | 2971.0933 | 3441.3531 | 3698.0346 | 4416.2372 | 2100.037 | 2718.6326 | 1597.9976 | 1942.0744
4.9 |  |  | 2570.7922 | 3441.3531 | 3349.844 | 4416.1309 | 2131.5948 | 2717.8217 | 1218.2492 | 1942.0744
4.5 |  |  | 2343.1784 | 3441.3531 | 3161.5057 | 4414.0314 | 2102.8084 | 2717.2994 | 1058.6973 | 1942.0744
4.5 |  |  | 2159.8604 | 3441.3531 | 2667.1946 | 4412.8776 | 1946.7363 | 2716.4722 | 720.4584 | 1942.0744
4.1 |  |  | 2083.2355 | 3441.3531 | 2432.2475 | 4412.7661 | 1904.8685 | 2715.7253 | 527.379 | 1942.0744
3.9 |  |  | 2041.6223 | 3441.3531 | 2336.0784 | 4412.11 | 1911.1798 | 2715.0637 | 424.8986 | 1942.0744
3.7 |  |  | 2038.2145 | 3441.3531 | 2408.7371 | 4411.4691 | 1990.0359 | 2714.8075 | 418.7012 | 1942.0744
4.1 |  |  | 2045.0139 | 3441.3531 | 2517.4994 | 4411.2861 | 2005.1667 | 2714.5912 | 512.3326 | 1942.0744
4.8 |  |  | 2145.5263 | 3441.3531 | 3111.1184 | 4410.7558 | 2511.9511 | 2714.5911 | 599.1672 | 1942.0744
5.2 |  |  | 2450.6092 | 3441.3531 | 3516.9131 | 4410.4988 | 2477.8394 | 2713.8881 | 1039.0737 | 1942.0744
5.3 |  |  | 2848.6074 | 3441.3531 | 4465.139 | 4408.6061 | 2722.6653 | 2713.2548 | 1742.4737 | 1942.0744
8 |  |  | 3110.5949 | 3441.3531 | 5177.9563 | 4405.263 | 2617.0993 | 2712.7985 | 2560.857 | 1942.0744
8.4 |  |  | 3092.1207 | 3441.3531 | 5378.4019 | 4404.041 | 2600.5905 | 2712.6173 | 2777.8114 | 1942.0744
8.3 |  |  | 3058.3923 | 3441.3531 | 5341.497 | 4402.9595 | 2583.3731 | 2712.263 | 2758.1239 | 1942.0744
8.8 |  |  | 3020.0621 | 3441.3531 | 4861.0112 | 4402.5792 | 2424.4953 | 2712.1398 | 2436.5158 | 1942.0744
9.5 |  |  | 3036.3484 | 3441.3531 | 4428.4628 | 4402.5062 | 2233.0069 | 2711.3637 | 2195.4559 | 1942.0744
10 |  |  | 3085.0661 | 3441.3531 | 4193.8465 | 4402.3164 | 2180.0711 | 2711.3023 | 2013.7755 | 1942.0744
10.1 |  |  | 3169.5851 | 3441.3531 | 4013.9313 | 4402.3033 | 2100.2592 | 2711.1506 | 1913.6721 | 1942.0744
10.5 |  |  | 3248.0281 | 3441.3531 | 4108.9239 | 4400.8758 | 2131.9767 | 2711.08 | 1976.9473 | 1942.0744
10.9 |  |  | 3328.3344 | 3441.3531 | 4428.1392 | 4400.6033 | 2145.8704 | 2710.8599 | 2282.2688 | 1942.0744
11 |  |  | 3468.7702 | 3441.3531 | 4349.7282 | 4400.3995 | 2152.5075 | 2710.8339 | 2197.2207 | 1942.0744
10.7 |  |  | 3563.6681 | 3441.3531 | 4179.0736 | 4400.3719 | 2049.7198 | 2710.8264 | 2129.3539 | 1942.0744
10 |  |  | 3521.924 | 3441.3531 | 4184.7054 | 4400.1846 | 1994.1 | 2710.6061 | 2190.6053 | 1942.0744
9.4 |  |  | 3297.8561 | 3441.3531 | 3918.3627 | 4399.3039 | 2041.7325 | 2709.4476 | 1876.6302 | 1942.0744
8.7 |  |  | 2964.6324 | 3441.3531 | 3369.7424 | 4399.1956 | 1771.7448 | 2708.9603 | 1597.9976 | 1942.0744
6.5 |  |  | 2566.1688 | 3441.3531 | 3130.6887 | 4398.9245 | 1912.4396 | 2708.9481 | 1218.2492 | 1942.0744
5.4 |  |  | 2185.5818 | 3441.3531 | 2624.114 | 4398.55 | 1743.5978 | 2708.6028 | 880.5162 | 1942.0744
5.9 |  |  | 2060.7678 | 3441.3531 | 2184.973 | 4397.2101 | 1601.9157 | 2708.3656 | 583.0573 | 1942.0744
6.3 |  |  | 2041.5737 | 3441.3531 | 2037.3141 | 4396.7917 | 1569.5537 | 2708.2399 | 467.7603 | 1942.0744
4.3 |  |  | 2038.8368 | 3441.3531 | 2139.97 | 4396.4051 | 1730.8309 | 2707.9342 | 409.1392 | 1942.0744
4 |  |  | 2062.4648 | 3441.3531 | 2354.1343 | 4394.6758 | 1846.4062 | 2707.7524 | 507.7281 | 1942.0744
5.3 |  |  | 2169.7514 | 3441.3531 | 2767.0685 | 4394.3603 | 1861.3656 | 2707.1023 | 905.7029 | 1942.0744
7.4 |  |  | 2599.8422 | 3441.3531 | 4247.6116 | 4394.0108 | 2420.3489 | 2706.8245 | 1827.2627 | 1942.0744
8.5 |  |  | 3310.3489 | 3441.3531 | 5149.7573 | 4392.7609 | 2441.5289 | 2706.042 | 2708.2283 | 1935.6363
9.2 |  |  | 3687.5442 | 3441.3531 | 4467.1557 | 4392.5951 | 2273.1483 | 2705.4931 | 2194.0075 | 1935.6363
10.7 |  |  | 3748.1888 | 3441.3531 | 3873.8507 | 4392.0174 | 1924.4588 | 2705.4272 | 1949.3919 | 1935.6363
12 |  |  | 3687.3062 | 3441.3531 | 2027.4443 | 4391.9033 | 85.37 | 2705.186 | 1942.0744 | 1935.6363
12.8 |  |  | 3661.3593 | 3441.3531 | 3477.2676 | 4390.403 | 1736.3137 | 2705.0009 | 1740.9539 | 1935.6363
13.9 |  |  | 3617.0154 | 3441.3531 | 1826.5461 | 4388.6094 | 171.4954 | 2704.0411 | 1655.0507 | 1935.6363
14.3 |  |  | 3579.9493 | 3441.3531 | 1716.1839 | 4386.9263 | 105.9638 | 2703.8328 | 1610.22 | 1935.6363
15 |  |  | 3685.9794 | 3441.3531 | 1786.9532 | 4386.7107 | 76.5989 | 2702.3003 | 1710.3543 | 1935.6363
15.9 |  |  | 3795.412 | 3441.3531 | 1812.1177 | 4386.5862 | 61.1616 | 2702.2796 | 1750.9562 | 1935.6363
15.8 |  |  | 3774.178 | 3441.3531 | 2143.9392 | 4386.5809 | 49.9494 | 2701.8696 | 2093.9898 | 1935.6363
16 |  |  | 3596.567 | 3441.3531 | 2520.2429 | 4383.4472 | 47.267 | 2701.3597 | 2472.9759 | 1935.6363
15.1 |  |  | 3603.9699 | 3441.3531 | 2506.6257 | 4383.2242 | 44.3667 | 2700.7909 | 2462.259 | 1935.6363
14.7 |  |  | 3680.7226 | 3441.3531 | 2418.8363 | 4383.0246 | 41.3173 | 2700.5691 | 2377.519 | 1935.6363
13.2 |  |  | 3661.1294 | 3441.3531 | 2390.0648 | 4382.9848 | 37.2857 | 2700.5549 | 2352.7791 | 1935.6363
11.3 |  |  | 3450.372 | 3439.9738 | 1977.4076 | 4382.6019 | 41.7713 | 2699.9346 | 1935.6363 | 1935.6363
9.2 |  |  | 3082.1997 | 3437.9502 | 3530.8497 | 4382.4406 | 1744.6227 | 2699.6935 | 1786.227 | 1935.6363
7.5 |  |  | 2607.7078 | 3437.9502 | 3150.133 | 4382.4186 | 1695.1954 | 2699.5505 | 1454.9376 | 1935.6363
6.4 |  |  | 2185.5818 | 3437.1634 | 2278.9489 | 4382.0032 | 1398.4327 | 2699.0344 | 880.5162 | 1935.6363
5.6 |  |  | 2060.7678 | 3436.6745 | 1927.586 | 4381.6825 | 1344.5287 | 2698.7481 | 583.0573 | 1935.6363
5.2 |  |  | 2041.5737 | 3436.6745 | 1800.1974 | 4380.2954 | 1332.437 | 2698.0197 | 467.7603 | 1935.6363
5.3 |  |  | 2038.8368 | 3436.6745 | 1766.113 | 4379.9949 | 1356.9739 | 2697.4491 | 409.1392 | 1935.6363
5.9 |  |  | 2062.4648 | 3436.6745 | 1908.3569 | 4379.4469 | 1400.6289 | 2697.3046 | 507.7281 | 1935.6363
6.2 |  |  | 2169.7514 | 3436.6745 | 2353.161 | 4379.4098 | 1447.4582 | 2697.2341 | 905.7029 | 1935.6363
6.8 |  |  | 2599.8422 | 3436.6745 | 4019.1035 | 4379.4059 | 2191.8408 | 2696.6061 | 1827.2627 | 1935.6363
6.8 |  |  | 3310.3489 | 3436.6745 | 4959.523 | 4379.1873 | 2251.2947 | 2696.5691 | 2708.2283 | 1935.6363
8.2 |  |  | 3687.5442 | 3436.6745 | 4365.3671 | 4379.0977 | 2171.3596 | 2696.3137 | 2194.0075 | 1935.6363
8.7 |  |  | 3748.1888 | 3436.6745 | 3904.7343 | 4378.8088 | 1955.3424 | 2696.2663 | 1949.3919 | 1935.6363
9.7 |  |  | 3687.3062 | 3436.6745 | 3858.1914 | 4377.9191 | 1916.1171 | 2695.9614 | 1942.0744 | 1935.6363
10.1 |  |  | 3661.3593 | 3436.6745 | 3570.6991 | 4377.3727 | 1829.7452 | 2695.9449 | 1740.9539 | 1935.6363
10 |  |  | 3617.0154 | 3436.6745 | 3453.1859 | 4376.5191 | 1798.1352 | 2694.7651 | 1655.0507 | 1935.6363
10.2 |  |  | 3579.9493 | 3436.6745 | 3423.2782 | 4376.5153 | 1813.0581 | 2694.2767 | 1610.22 | 1935.6363
10.5 |  |  | 3685.9794 | 3436.6745 | 3512.4006 | 4376.267 | 1802.0462 | 2694.2153 | 1710.3543 | 1935.6363
10 |  |  | 3789.8597 | 3436.6745 | 3694.9819 | 4374.7406 | 1944.0257 | 2694.0708 | 1750.9562 | 1935.6363
9 |  |  | 3772.3855 | 3436.6745 | 4259.5186 | 4374.2332 | 2165.5287 | 2693.3225 | 2093.9898 | 1935.6363
9.2 |  |  | 3597.6711 | 3436.6745 | 4696.6288 | 4373.9452 | 2223.6529 | 2693.2097 | 2472.9759 | 1935.6363
8.6 |  |  | 3603.9699 | 3436.6745 | 4613.4094 | 4373.5175 | 2151.1504 | 2692.5429 | 2462.259 | 1935.6363
8.3 |  |  | 3680.7226 | 3436.6745 | 4523.8948 | 4373.4646 | 2146.3758 | 2691.9275 | 2377.519 | 1935.6363
8 |  |  | 3661.1294 | 3436.6745 | 4654.7667 | 4373.4114 | 2301.9876 | 2691.8713 | 2352.7791 | 1935.6363
7.5 |  |  | 3450.372 | 3436.6745 | 4242.588 | 4372.7843 | 2306.9516 | 2691.4962 | 1935.6363 | 1935.6363
6.5 |  |  | 3082.1997 | 3436.6745 | 3908.3584 | 4372.3971 | 2122.1314 | 2691.1893 | 1786.227 | 1935.6363
6.2 |  |  | 2607.7078 | 3436.6745 | 3485.5205 | 4371.452 | 2030.5829 | 2690.9134 | 1454.9376 | 1935.6363
6.5 |  |  | 2185.5818 | 3433.4909 | 2520.6222 | 4371.139 | 1640.106 | 2690.4677 | 880.5162 | 1935.6363
6.8 |  |  | 2060.7678 | 3429.0344 | 2090.9454 | 4369.158 | 1507.8882 | 2690.2198 | 583.0573 | 1935.6363
6.9 |  |  | 2041.5737 | 3428.9427 | 1971.0311 | 4368.3207 | 1503.2707 | 2689.684 | 467.7603 | 1935.6363
6.6 |  |  | 2038.8368 | 3428.1353 | 1961.9064 | 4368.159 | 1552.7672 | 2688.7834 | 409.1392 | 1935.6363
6.6 |  |  | 2062.4648 | 3426.6145 | 2137.9296 | 4365.3671 | 1630.2015 | 2688.6149 | 507.7281 | 1935.6363
6.9 |  |  | 2169.7514 | 3426.6145 | 2580.938 | 4365.1819 | 1675.2351 | 2688.2859 | 905.7029 | 1935.6363
7 |  |  | 2599.8422 | 3426.6145 | 4259.2396 | 4364.1234 | 2431.977 | 2688.2208 | 1827.2627 | 1935.6363
7.3 |  |  | 3310.3489 | 3426.6145 | 5222.0317 | 4363.4876 | 2513.8033 | 2688.1956 | 2708.2283 | 1935.6363
7.5 |  |  | 3687.5442 | 3426.6145 | 4680.3499 | 4363.263 | 2486.3425 | 2687.9736 | 2194.0075 | 1935.6363
8 |  |  | 3748.1888 | 3426.6145 | 4154.1737 | 4362.7662 | 2204.7817 | 2687.6084 | 1949.3919 | 1935.6363
8 |  |  | 3687.3062 | 3426.6145 | 4155.681 | 4362.5752 | 2213.6067 | 2687.15 | 1942.0744 | 1935.6363
8.4 |  |  | 3661.3593 | 3426.6145 | 3913.829 | 4361.7834 | 2172.8751 | 2687.0219 | 1740.9539 | 1935.6363
8.3 |  |  | 3617.0154 | 3426.6145 | 3776.3845 | 4361.4458 | 2121.3338 | 2686.5298 | 1655.0507 | 1935.6363
8.8 |  |  | 3579.9493 | 3426.6145 | 3656.42 | 4360.5439 | 2046.2 | 2685.9608 | 1610.22 | 1935.6363
8.8 |  |  | 3685.9794 | 3426.6145 | 3753.3657 | 4358.7675 | 2043.0114 | 2685.9311 | 1710.3543 | 1935.6363
8.6 |  |  | 3789.8597 | 3426.6145 | 3901.522 | 4358.7116 | 2150.5658 | 2685.7703 | 1750.9562 | 1935.6363
8.4 |  |  | 3772.3855 | 3426.6145 | 4350.2222 | 4358.1113 | 2256.2324 | 2685.7176 | 2093.9898 | 1935.6363
8.7 |  |  | 3597.6711 | 3425.6935 | 4810.2826 | 4357.7414 | 2337.3067 | 2685.598 | 2472.9759 | 1935.6363
8.4 |  |  | 3603.9699 | 3424.5722 | 4696.5471 | 4357.0763 | 2234.2881 | 2685.3685 | 2462.259 | 1935.6363
7.6 |  |  | 3680.7226 | 3422.4604 | 4659.904 | 4356.2095 | 2282.385 | 2685.2006 | 2377.519 | 1935.6363
7.3 |  |  | 3661.1294 | 3419.7633 | 4765.65 | 4355.1939 | 2412.8709 | 2684.6064 | 2352.7791 | 1935.6363
6.3 |  |  | 3450.372 | 3417.9482 | 4376.267 | 4353.2505 | 2440.6306 | 2684.2525 | 1935.6363 | 1935.6363
6 |  |  | 3082.1997 | 3417.9482 | 3980.1366 | 4352.8732 | 2193.9096 | 2683.9932 | 1786.227 | 1935.6363
5.7 |  |  | 2607.7078 | 3417.9482 | 3561.2006 | 4352.2913 | 2106.263 | 2683.7757 | 1454.9376 | 1935.6363
5.6 |  |  | 2185.5818 | 3417.9482 | 2622.7379 | 4350.2222 | 1742.2217 | 2683.2983 | 880.5162 | 1935.6363
5.7 |  |  | 2060.7678 | 3417.9482 | 2222.5338 | 4349.7282 | 1639.4765 | 2681.9523 | 583.0573 | 1935.6363
5.5 |  |  | 2041.5737 | 3417.9482 | 2128.9864 | 4349.6491 | 1661.2261 | 2681.7508 | 467.7603 | 1935.6363
5.1 |  |  | 2038.8368 | 3417.9482 | 2141.0341 | 4348.5047 | 1731.8949 | 2681.5572 | 409.1392 | 1935.6363
5.2 |  |  | 2062.4648 | 3417.9482 | 2328.5272 | 4347.8936 | 1820.7992 | 2681.5238 | 507.7281 | 1935.6363
5.4 |  |  | 2169.7514 | 3417.9482 | 2833.5858 | 4347.4579 | 1927.8829 | 2681.3325 | 905.7029 | 1935.6363
5.3 |  |  | 2599.8422 | 3417.9482 | 4541.8538 | 4347.3263 | 2714.5911 | 2681.2899 | 1827.2627 | 1935.6363
5.7 |  |  | 3310.3489 | 3417.9482 | 5525.1962 | 4347.1378 | 2816.9678 | 2681.2226 | 2708.2283 | 1935.6363
3.8 |  |  | 3687.5442 | 3417.9482 | 5206.9467 | 4345.5184 | 3012.9393 | 2680.4115 | 2194.0075 | 1935.6363
6 |  |  | 3748.1888 | 3417.9482 | 4496.9541 | 4344.9203 | 2547.5622 | 2680.1449 | 1949.3919 | 1935.6363
6.5 |  |  | 3687.3062 | 3417.9482 | 4412.8776 | 4343.4856 | 2470.8033 | 2680.108 | 1942.0744 | 1935.6363
6.2 |  |  | 3661.3593 | 3417.9482 | 4234.5431 | 4343.3874 | 2493.5892 | 2679.9192 | 1740.9539 | 1935.6363
6.3 |  |  | 3617.0154 | 3417.9482 | 4060.7876 | 4342.6519 | 2405.7369 | 2679.6598 | 1655.0507 | 1935.6363
7 |  |  | 3579.9493 | 3417.9482 | 3905.423 | 4342.5583 | 2295.203 | 2679.3122 | 1610.22 | 1935.6363
8.5 |  |  | 3685.9794 | 3417.9482 | 3837.1663 | 4342.5137 | 2126.812 | 2679.2207 | 1710.3543 | 1935.6363
8.4 |  |  | 3789.8597 | 3417.9482 | 3966.9488 | 4340.6488 | 2215.9926 | 2679.161 | 1750.9562 | 1935.6363
8.2 |  |  | 3772.3855 | 3417.9482 | 4427.4925 | 4339.7664 | 2333.5027 | 2678.6395 | 2093.9898 | 1935.6363
8.1 |  |  | 3597.6711 | 3417.9482 | 4889.8437 | 4338.9555 | 2416.8678 | 2678.0731 | 2472.9759 | 1935.6363
6.5 |  |  | 3603.9699 | 3417.9482 | 4997.4775 | 4338.224 | 2535.2185 | 2677.0124 | 2462.259 | 1935.6363
5.9 |  |  | 3680.7226 | 3417.9482 | 4941.3279 | 4337.5627 | 2563.8089 | 2675.8193 | 2377.519 | 1935.6363
5.4 |  |  | 3661.1294 | 3414.8796 | 5041.394 | 4337.4039 | 2688.6149 | 2675.6887 | 2352.7791 | 1935.6363
5.1 |  |  | 3450.372 | 3414.1819 | 4581.9753 | 4336.709 | 2646.339 | 2675.4277 | 1935.6363 | 1935.6363
4.8 |  |  | 3082.1997 | 3412.222 | 4181.5443 | 4335.6506 | 2395.3173 | 2674.7556 | 1786.227 | 1935.6363
4.5 |  |  | 2607.7078 | 3412.222 | 3783.9692 | 4334.8323 | 2329.0315 | 2674.4301 | 1454.9376 | 1935.6363
4.4 |  |  | 2064.8451 | 3412.222 | 2838.3549 | 4334.8164 | 1957.8387 | 2673.9633 | 880.5162 | 1935.6363
4.5 |  |  | 1959.8992 | 3412.222 | 2449.0769 | 4334.5443 | 1866.0197 | 2672.9018 | 583.0573 | 1935.6363
4.6 |  |  | 1939.1767 | 3412.222 | 2340.068 | 4333.4858 | 1872.3076 | 2672.5422 | 467.7603 | 1935.6363
4.8 |  |  | 1931.8549 | 3412.222 | 2311.541 | 4333.4787 | 1902.4018 | 2672.2475 | 409.1392 | 1935.6363
5 |  |  | 1949.3697 | 3412.222 | 2486.368 | 4332.9012 | 1978.6399 | 2671.4663 | 507.7281 | 1935.6363
4.9 |  |  | 2056.6563 | 3412.222 | 3031.6363 | 4331.3131 | 2125.9335 | 2671.012 | 905.7029 | 1935.6363
5 |  |  | 2430.1995 | 3412.222 | 4698.223 | 4330.3105 | 2870.9603 | 2670.2099 | 1827.2627 | 1935.6363
5.1 |  |  | 3088.7435 | 3412.222 | 5737.0848 | 4330.2246 | 3028.8565 | 2669.4807 | 2708.2283 | 1935.6363
4.7 |  |  | 3465.9389 | 3410.4674 | 5257.1707 | 4329.1001 | 3063.1633 | 2669.0926 | 2194.0075 | 1935.6363
5.3 |  |  | 3558.6781 | 3410.4674 | 4682.475 | 4329.0167 | 2733.0831 | 2668.8971 | 1949.3919 | 1935.6363
5.8 |  |  | 3536.0032 | 3410.4674 | 4586.7333 | 4328.9891 | 2644.659 | 2668.774 | 1942.0744 | 1935.6363
5.3 |  |  | 3474.9051 | 3410.4674 | 4422.7047 | 4327.6311 | 2681.7508 | 2668.541 | 1740.9539 | 1935.6363
5.8 |  |  | 3436.6745 | 3410.4674 | 4186.2185 | 4327.2197 | 2531.1678 | 2668.5129 | 1655.0507 | 1935.6363
6.2 |  |  | 3417.9482 | 3410.4674 | 4065.9161 | 4327.0931 | 2455.6961 | 2668.2862 | 1610.22 | 1935.6363
6.1 |  |  | 3531.6199 | 3410.4674 | 4174.2004 | 4327.0048 | 2463.8461 | 2668.2654 | 1710.3543 | 1935.6363
7 |  |  | 3562.1411 | 3410.4674 | 4160.0458 | 4326.9479 | 2409.0896 | 2667.8018 | 1750.9562 | 1935.6363
6.7 |  |  | 3478.9495 | 3410.4674 | 4685.6662 | 4326.2051 | 2591.6763 | 2667.5648 | 2093.9898 | 1935.6363
6.2 |  |  | 3321.0465 | 3410.4674 | 5201.7544 | 4326.1362 | 2728.7785 | 2667.0868 | 2472.9759 | 1935.6363
7.6 |  |  | 3255.5147 | 3410.4674 | 4952.4516 | 4325.9325 | 2490.1926 | 2666.6882 | 2462.259 | 1935.6363
6.1 |  |  | 3274.1915 | 3410.4674 | 4980.9982 | 4325.5826 | 2603.4793 | 2666.1473 | 2377.519 | 1935.6363
6 |  |  | 3240.8435 | 3410.4674 | 5043.9684 | 4325.545 | 2691.1893 | 2666.1315 | 2352.7791 | 1935.6363
5 |  |  | 3057.5957 | 3404.5393 | 4643.8763 | 4325.4427 | 2708.2399 | 2666.0817 | 1935.6363 | 1935.6363
5.3 |  |  | 2797.9335 | 3404.33 | 4186.0708 | 4325.3089 | 2399.8438 | 2665.5734 | 1786.227 | 1935.6363
4.5 |  |  | 2410.5555 | 3404.33 | 3828.2167 | 4323.981 | 2373.2791 | 2665.039 | 1454.9376 | 1935.6363
4.5 |  |  | 2170.8996 | 3404.33 | 3243.9669 | 4323.645 | 2185.2696 | 2664.9941 | 1058.6973 | 1935.6363
3.8 |  |  | 2039.5425 | 3404.33 | 2795.6603 | 4323.5506 | 2075.2019 | 2664.3092 | 720.4584 | 1935.6363
3.2 |  |  | 1972.3175 | 3404.33 | 2585.2692 | 4323.4752 | 2057.8902 | 2663.7305 | 527.379 | 1935.6363
3 |  |  | 1931.2049 | 3404.33 | 2495.3331 | 4323.0497 | 2070.4345 | 2663.6288 | 424.8986 | 1935.6363
3.9 |  |  | 1925.5827 | 3404.0861 | 2491.5733 | 4322.9613 | 2072.8721 | 2663.4776 | 418.7012 | 1935.6363
3.2 |  |  | 1945.6726 | 3404.0861 | 2709.6199 | 4322.7591 | 2197.2873 | 2663.3758 | 512.3326 | 1935.6363
6.3 |  |  | 2051.1164 | 3404.0861 | 3112.043 | 4322.4746 | 2512.8758 | 2663.3599 | 599.1672 | 1935.6363
7.2 |  |  | 2295.3477 | 3404.0861 | 3491.8811 | 4322.3017 | 2452.8074 | 2662.9894 | 1039.0737 | 1935.6363
8 |  |  | 2606.6894 | 3404.0861 | 4356.2095 | 4321.819 | 2613.7357 | 2662.2655 | 1742.4737 | 1935.6363
8.5 |  |  | 2825.7747 | 3404.0861 | 5165.26 | 4321.4173 | 2604.403 | 2662.0939 | 2560.857 | 1935.6363
9.1 |  |  | 2866.7226 | 3400.2408 | 5380.0426 | 4320.031 | 2602.2312 | 2662.0652 | 2777.8114 | 1935.6363
10.2 |  |  | 2832.1009 | 3400.0023 | 5221.2598 | 4319.8077 | 2463.136 | 2661.6482 | 2758.1239 | 1935.6363
11.2 |  |  | 2808.3123 | 3399.6586 | 4708.394 | 4319.329 | 2271.8782 | 2661.6261 | 2436.5158 | 1935.6363
12.8 |  |  | 2822.4775 | 3394.7779 | 4072.291 | 4319.265 | 1876.8352 | 2660.33 | 2195.4559 | 1935.6363
13.6 |  |  | 2890.4173 | 3393.9904 | 2053.5406 | 4317.0947 | 39.7652 | 2660.1777 | 2013.7755 | 1935.6363
14 |  |  | 2937.5598 | 3393.9904 | 1953.0538 | 4315.6258 | 39.3817 | 2660.0726 | 1913.6721 | 1935.6363
14.2 |  |  | 2962.0116 | 3393.9904 | 2012.9512 | 4314.9452 | 36.0039 | 2659.6822 | 1976.9473 | 1935.6363
13.9 |  |  | 3031.4344 | 3393.9904 | 4080.1815 | 4314.0528 | 1797.9127 | 2659.367 | 2282.2688 | 1935.6363
13.2 |  |  | 3039.5574 | 3393.9904 | 2232.988 | 4313.4001 | 35.7672 | 2658.5172 | 2197.2207 | 1935.6363
13.2 |  |  | 3059.2805 | 3393.9904 | 2163.3434 | 4309.7634 | 33.9895 | 2658.4857 | 2129.3539 | 1935.6363
12.2 |  |  | 3002.1877 | 3393.9904 | 2231.2403 | 4308.5695 | 40.635 | 2658.4694 | 2190.6053 | 1935.6363
11.4 |  |  | 2860.879 | 3393.9904 | 3605.9716 | 4307.3103 | 1729.3414 | 2657.5421 | 1876.6302 | 1935.6363
9.9 |  |  | 2659.3176 | 3393.9904 | 3169.2563 | 4307.2735 | 1571.2587 | 2657.2575 | 1597.9976 | 1935.6363
9.8 |  |  | 2372.1116 | 3393.9904 | 2733.1345 | 4306.9406 | 1514.8853 | 2657.2466 | 1218.2492 | 1935.6363
9.7 |  |  | 2167.4225 | 3393.9904 | 2504.6607 | 4306.446 | 1445.9634 | 2656.8113 | 1058.6973 | 1935.6363
9.4 |  |  | 2037.5954 | 3393.9904 | 1998.846 | 4306.3354 | 1278.3876 | 2656.3449 | 720.4584 | 1935.6363
8.8 |  |  | 1970.1404 | 3393.9904 | 1751.2943 | 4305.6805 | 1223.9153 | 2655.8353 | 527.379 | 1935.6363
8.9 |  |  | 1930.0555 | 3393.7448 | 1601.2998 | 4305.1856 | 1176.4012 | 2655.1107 | 424.8986 | 1935.6363
8.6 |  |  | 1923.591 | 3393.2269 | 1656.3265 | 4304.369 | 1237.6253 | 2654.9443 | 418.7012 | 1935.6363
8.8 |  |  | 1942.6169 | 3393.2055 | 1607.7501 | 4302.7148 | 1095.4175 | 2654.8739 | 512.3326 | 1935.6363
9.6 |  |  | 2044.6577 | 3392.3376 | 2326.9759 | 4301.6347 | 1727.8087 | 2654.8308 | 599.1672 | 1935.6363
10.7 |  |  | 2284.0231 | 3388.3716 | 2641.3015 | 4301.4396 | 1602.2278 | 2654.8276 | 1039.0737 | 1935.6363
10.5 |  |  | 2578.0961 | 3387.2726 | 3605.3963 | 4301.0466 | 1862.9226 | 2654.7803 | 1742.4737 | 1935.6363
11.9 |  |  | 2771.3095 | 3386.1307 | 4364.1234 | 4300.0501 | 1803.2664 | 2653.7193 | 2560.857 | 1935.6363
11.1 |  |  | 2794.0997 | 3385.852 | 4716.4068 | 4298.7885 | 1938.5954 | 2653.5087 | 2777.8114 | 1935.6363
11.7 |  |  | 2757.3148 | 3385.852 | 4773.8583 | 4298.7071 | 2015.7345 | 2653.2988 | 2758.1239 | 1935.6363
12.3 |  |  | 2732.7393 | 3385.852 | 4306.9406 | 4298.6359 | 1870.4248 | 2652.2228 | 2436.5158 | 1935.6363
11.7 |  |  | 2747.4973 | 3385.852 | 4169.8978 | 4298.3629 | 1974.4419 | 2651.4995 | 2195.4559 | 1935.6363
13.3 |  |  | 2822.1963 | 3385.852 | 3694.1504 | 4297.0319 | 1680.375 | 2651.4033 | 2013.7755 | 1935.6363
12.8 |  |  | 2877.6774 | 3385.852 | 3590.955 | 4295.934 | 1677.2828 | 2651.2847 | 1913.6721 | 1935.6363
12.7 |  |  | 2908.7427 | 3385.852 | 3794.0206 | 4295.4719 | 1817.0733 | 2650.2391 | 1976.9473 | 1935.6363
12.4 |  |  | 2982.9358 | 3385.852 | 4132.1159 | 4293.725 | 1849.8471 | 2649.8265 | 2282.2688 | 1935.6363
12.2 |  |  | 3002.6349 | 3385.852 | 3969.2385 | 4293.6164 | 1772.0178 | 2649.8172 | 2197.2207 | 1935.6363
11.9 |  |  | 3034.872 | 3385.852 | 3840.2325 | 4292.5833 | 1710.8787 | 2649.0866 | 2129.3539 | 1935.6363
11.5 |  |  | 2987.0147 | 3385.852 | 3775.8031 | 4292.0034 | 1585.1977 | 2648.6671 | 2190.6053 | 1935.6363
11 |  |  | 2851.5888 | 3385.852 | 3574.2115 | 4291.999 | 1697.5813 | 2648.169 | 1876.6302 | 1935.6363
10.7 |  |  | 2652.8566 | 3380.9019 | 2935.8641 | 4288.8143 | 1337.8665 | 2647.6063 | 1597.9976 | 1935.6363
10 |  |  | 2367.4882 | 3377.3208 | 2553.8538 | 4288.6396 | 1335.6046 | 2647.2607 | 1218.2492 | 1935.6363
9 |  |  | 2064.8451 | 3377.3208 | 2069.0479 | 4288.6015 | 1188.5318 | 2646.7605 | 880.5162 | 1935.6363
8.2 |  |  | 1959.8992 | 3376.833 | 1712.1873 | 4288.3942 | 1129.13 | 2646.5075 | 583.0573 | 1935.6363
8.9 |  |  | 1939.1767 | 3376.833 | 1541.222 | 4288.2315 | 1073.4617 | 2646.339 | 467.7603 | 1935.6363
8.5 |  |  | 1931.8549 | 3376.833 | 1540.5781 | 4287.4083 | 1131.4389 | 2646.3221 | 409.1392 | 1935.6363
8.5 |  |  | 1949.3697 | 3376.833 | 1747.758 | 4287.3452 | 1240.0299 | 2646.113 | 507.7281 | 1935.6363
8.7 |  |  | 2056.6563 | 3376.833 | 2225.1572 | 4287.0257 | 1319.4543 | 2645.9959 | 905.7029 | 1935.6363
9.9 |  |  | 2430.1995 | 3376.833 | 3849.2668 | 4286.9087 | 2022.0042 | 2645.9452 | 1827.2627 | 1935.6363
11.5 |  |  | 3088.7435 | 3376.833 | 2814.1166 | 4286.2769 | 105.8883 | 2645.7639 | 2708.2283 | 1935.6363
12.6 |  |  | 3465.9389 | 3376.833 | 2290.4342 | 4285.3451 | 96.4268 | 2645.1316 | 2194.0075 | 1935.6363
13.5 |  |  | 3558.6781 | 3376.833 | 2031.6677 | 4284.7169 | 82.2758 | 2644.659 | 1949.3919 | 1935.6363
14.9 |  |  | 3536.0032 | 3376.833 | 2026.5364 | 4284.5917 | 84.4621 | 2644.2612 | 1942.0744 | 1935.6363
16.2 |  |  | 3507.0164 | 3376.833 | 1882.2775 | 4284.4246 | 141.3236 | 2644.022 | 1740.9539 | 1935.6363
16.5 |  |  | 3459.8404 | 3376.833 | 1826.0205 | 4283.7374 | 170.9698 | 2643.5653 | 1655.0507 | 1935.6363
15.5 |  |  | 3417.9482 | 3376.833 | 1716.1839 | 4283.6669 | 105.9638 | 2643.517 | 1610.22 | 1935.6363
14.3 |  |  | 3531.6199 | 3376.833 | 1786.9532 | 4283.3661 | 76.5989 | 2643.1436 | 1710.3543 | 1935.6363
13.5 |  |  | 3562.1411 | 3376.833 | 3246.4382 | 4283.01 | 1495.482 | 2642.4517 | 1750.9562 | 1935.6363
10.9 |  |  | 3478.9495 | 3376.833 | 3971.7252 | 4281.4825 | 1877.7354 | 2642.0933 | 2093.9898 | 1935.6363
10.5 |  |  | 3321.0465 | 3376.833 | 4447.0857 | 4280.4448 | 1974.1098 | 2642.0707 | 2472.9759 | 1935.6363
10.7 |  |  | 3255.5147 | 3376.833 | 4308.5695 | 4280.4021 | 1846.3105 | 2641.9369 | 2462.259 | 1935.6363
10.4 |  |  | 3274.1915 | 3376.833 | 4196.3762 | 4278.8738 | 1818.8572 | 2641.8324 | 2377.519 | 1935.6363
10.3 |  |  | 3240.8435 | 3376.833 | 4288.3942 | 4278.761 | 1935.6151 | 2641.5761 | 2352.7791 | 1935.6363
10 |  |  | 3057.5957 | 3376.833 | 3834.3431 | 4277.6161 | 1898.7068 | 2641.139 | 1935.6363 | 1935.6363
9.7 |  |  | 2797.9335 | 3376.833 | 3377.2713 | 4277.3069 | 1591.0443 | 2640.9471 | 1786.227 | 1935.6363
9.4 |  |  | 2410.5555 | 3376.833 | 2914.1174 | 4276.6371 | 1459.1798 | 2639.8035 | 1454.9376 | 1935.6363
9.1 |  |  | 2064.8451 | 3376.833 | 2031.673 | 4275.9435 | 1151.1568 | 2639.5816 | 880.5162 | 1935.6363
8.7 |  |  | 1959.8992 | 3376.833 | 1628.3526 | 4275.0136 | 1045.2953 | 2638.5742 | 583.0573 | 1935.6363
8.5 |  |  | 1939.1767 | 3375.2997 | 1512.7194 | 4275.0127 | 1044.959 | 2638.538 | 467.7603 | 1935.6363
8.4 |  |  | 1931.8549 | 3374.5527 | 1490.1231 | 4273.4478 | 1080.9839 | 2638.1537 | 409.1392 | 1935.6363
8.2 |  |  | 1949.3697 | 3374.5527 | 1717.9571 | 4272.1088 | 1210.229 | 2637.4063 | 507.7281 | 1935.6363
7.7 |  |  | 2056.6563 | 3373.9171 | 2252.63 | 4272.0787 | 1346.9271 | 2637.2398 | 905.7029 | 1935.6363
8.5 |  |  | 2430.1995 | 3373.9171 | 3915.5666 | 4271.8682 | 2088.3039 | 2636.7092 | 1827.2627 | 1935.6363
8.6 |  |  | 3088.7435 | 3373.9171 | 4841.9503 | 4271.6762 | 2133.722 | 2636.3333 | 2708.2283 | 1935.6363
9.7 |  |  | 3465.9389 | 3373.9171 | 4160.6732 | 4270.7033 | 1966.6658 | 2635.8335 | 2194.0075 | 1935.6363
10.5 |  |  | 3558.6781 | 3373.9171 | 3696.3575 | 4270.6179 | 1746.9655 | 2635.7608 | 1949.3919 | 1935.6363
11.3 |  |  | 3536.0032 | 3373.9171 | 3673.6039 | 4270.4955 | 1731.5296 | 2635.5652 | 1942.0744 | 1935.6363
12.1 |  |  | 3474.9051 | 3373.9171 | 3419.8161 | 4269.7896 | 1678.8623 | 2635.285 | 1740.9539 | 1935.6363
12.3 |  |  | 3436.6745 | 3373.9171 | 3283.7094 | 4268.8324 | 1628.6587 | 2635.1518 | 1655.0507 | 1935.6363
12.4 |  |  | 3417.9482 | 3373.9171 | 3193.8393 | 4268.2311 | 1583.6193 | 2635.0737 | 1610.22 | 1935.6363
12.2 |  |  | 3531.6199 | 3373.9171 | 3303.1293 | 4268.1982 | 1592.775 | 2634.7903 | 1710.3543 | 1935.6363
13.4 |  |  | 3562.1411 | 3373.9171 | 3305.9616 | 4267.4666 | 1555.0054 | 2634.1542 | 1750.9562 | 1935.6363
12.8 |  |  | 3478.9495 | 3373.9171 | 3830.0481 | 4266.9703 | 1736.0583 | 2633.1494 | 2093.9898 | 1935.6363
12.4 |  |  | 3321.0465 | 3373.9171 | 4307.3103 | 4266.4481 | 1834.3344 | 2631.858 | 2472.9759 | 1935.6363
11.9 |  |  | 3255.5147 | 3373.1735 | 4244.4323 | 4265.5162 | 1782.1733 | 2631.1788 | 2462.259 | 1935.6363
11.2 |  |  | 3274.1915 | 3373.1735 | 4140.6202 | 4264.8154 | 1763.1012 | 2631.0768 | 2377.519 | 1935.6363
10.8 |  |  | 3240.8435 | 3373.1735 | 4325.3089 | 4263.7297 | 1972.5298 | 2630.8788 | 2352.7791 | 1935.6363
9.7 |  |  | 3057.5957 | 3373.1735 | 3921.1711 | 4262.6057 | 1985.5348 | 2630.2733 | 1935.6363 | 1935.6363
8.9 |  |  | 2797.9335 | 3373.1735 | 3535.374 | 4261.36 | 1749.147 | 2630.0498 | 1786.227 | 1935.6363
8.7 |  |  | 2410.5555 | 3373.1735 | 3068.8294 | 4260.8547 | 1613.8918 | 2629.4392 | 1454.9376 | 1935.6363
7.5 |  |  | 2064.8451 | 3373.1735 | 2234.1081 | 4260.4712 | 1353.5919 | 2628.2613 | 880.5162 | 1935.6363
7.2 |  |  | 1959.8992 | 3373.1735 | 1846.5911 | 4259.8621 | 1263.5338 | 2627.8987 | 583.0573 | 1935.6363
7.1 |  |  | 1939.1767 | 3372.5163 | 1726.8208 | 4259.7266 | 1259.0605 | 2626.9739 | 467.7603 | 1935.6363
6.6 |  |  | 1931.8549 | 3369.7328 | 1741.6755 | 4259.5186 | 1332.5364 | 2626.8576 | 409.1392 | 1935.6363
7.4 |  |  | 1949.3697 | 3365.5094 | 1872.1029 | 4259.482 | 1364.3748 | 2626.5425 | 507.7281 | 1935.6363
7.8 |  |  | 2056.6563 | 3365.1483 | 2358.5317 | 4259.2396 | 1452.8289 | 2626.4165 | 905.7029 | 1935.6363
10.1 |  |  | 2430.1995 | 3361.7864 | 2153.5795 | 4259.2209 | 326.3169 | 2625.3833 | 1827.2627 | 1935.6363
11.9 |  |  | 3088.7435 | 3361.7864 | 2814.1362 | 4259.1363 | 105.9079 | 2623.9571 | 2708.2283 | 1935.6363
12 |  |  | 3465.9389 | 3361.7864 | 2290.9572 | 4258.3884 | 96.9498 | 2623.856 | 2194.0075 | 1935.6363
13 |  |  | 3558.6781 | 3360.2479 | 2031.6677 | 4257.5243 | 82.2758 | 2623.4904 | 1949.3919 | 1935.6363
14 |  |  | 3536.0032 | 3360.1511 | 2026.5364 | 4255.3456 | 84.4621 | 2622.9864 | 1942.0744 | 1935.6363
13.9 |  |  | 3474.9051 | 3359.3268 | 1882.1628 | 4254.6956 | 141.2089 | 2622.5947 | 1740.9539 | 1935.6363
15.9 |  |  | 3441.5251 | 3358.9152 | 1826.0205 | 4254.0582 | 170.9698 | 2622.3294 | 1655.0507 | 1935.6363
16.1 |  |  | 3433.4909 | 3358.9152 | 1716.1839 | 4253.8701 | 105.9638 | 2622.0249 | 1610.22 | 1935.6363
17.5 |  |  | 3588.463 | 3358.9152 | 1786.9532 | 4253.3795 | 76.5989 | 2621.6614 | 1710.3543 | 1935.6363
19.8 |  |  | 3730.7857 | 3358.9152 | 1812.1177 | 4252.9887 | 61.1616 | 2621.2035 | 1750.9562 | 1935.6363
20.3 |  |  | 3599.9273 | 3358.9152 | 2143.9392 | 4252.6433 | 49.9494 | 2619.8373 | 2093.9898 | 1935.6363
19.9 |  |  | 3360.2479 | 3358.9152 | 2520.2429 | 4251.0359 | 47.267 | 2619.5614 | 2472.9759 | 1935.6363
19.4 |  |  | 3255.5147 | 3358.9152 | 2506.6257 | 4250.7083 | 44.3667 | 2618.5866 | 2462.259 | 1935.6363
18.8 |  |  | 3274.1915 | 3358.9152 | 2418.8363 | 4250.6775 | 41.3173 | 2618.0225 | 2377.519 | 1935.6363
17.9 |  |  | 3240.8435 | 3358.9152 | 2390.0648 | 4250.2533 | 37.2857 | 2617.406 | 2352.7791 | 1935.6363
17.7 |  |  | 3057.5957 | 3358.9152 | 1977.4076 | 4250.0235 | 41.7713 | 2617.3646 | 1935.6363 | 1935.6363
17.1 |  |  | 2797.9335 | 3358.9152 | 1834.5282 | 4247.6116 | 48.3012 | 2617.1852 | 1786.227 | 1935.6363
16.8 |  |  | 2410.5555 | 3358.9152 | 1546.5115 | 4246.3439 | 91.5739 | 2617.0993 | 1454.9376 | 1935.6363
16.2 |  |  | 2064.8451 | 3358.9152 | 1259.9789 | 4246.1747 | 379.4627 | 2616.6505 | 880.5162 | 1935.6363
15.4 |  |  | 1959.8992 | 3354.5569 | 1160.8024 | 4246.1043 | 577.7451 | 2615.5258 | 583.0573 | 1935.6363
13 |  |  | 1939.1767 | 3354.5569 | 1110.5211 | 4245.244 | 642.7607 | 2615.3987 | 467.7603 | 1935.6363
14.5 |  |  | 1931.8549 | 3351.8283 | 1098.042 | 4245.0698 | 688.9028 | 2615.0883 | 409.1392 | 1935.6363
15.1 |  |  | 1949.3697 | 3351.8283 | 1140.6001 | 4244.4323 | 632.872 | 2614.611 | 507.7281 | 1935.6363
15.5 |  |  | 2056.6563 | 3351.8283 | 1336.6722 | 4244.3719 | 430.9694 | 2614.5378 | 905.7029 | 1935.6363
17.3 |  |  | 2430.1995 | 3351.8283 | 2151.8569 | 4244.0308 | 324.5943 | 2614.1184 | 1827.2627 | 1935.6363
17.5 |  |  | 3088.7435 | 3351.8283 | 2813.5766 | 4243.8749 | 105.3482 | 2613.7357 | 2708.2283 | 1920.1162
18.7 |  |  | 3465.9389 | 3351.8283 | 2290.1465 | 4243.4522 | 96.1391 | 2613.7303 | 2194.0075 | 1920.1162
18.4 |  |  | 3568.2075 | 3351.8283 | 2031.6677 | 4243.1785 | 82.2758 | 2613.2337 | 1949.3919 | 1920.1162
19.5 |  |  | 3671.2521 | 3351.8283 | 2026.5364 | 4242.588 | 84.4621 | 2612.5251 | 1942.0744 | 1920.1162
19.3 |  |  | 3615.3949 | 3351.8283 | 1882.2775 | 4242.4044 | 141.3236 | 2612.504 | 1740.9539 | 1920.1162
21 |  |  | 3654.2542 | 3351.8283 | 1826.0205 | 4240.4933 | 170.9698 | 2612.4047 | 1655.0507 | 1920.1162
21.5 |  |  | 3674.2941 | 3351.8283 | 1716.1839 | 4239.2213 | 105.9638 | 2611.2827 | 1610.22 | 1920.1162
21.7 |  |  | 3818.8021 | 3351.8283 | 1786.9532 | 4238.7249 | 76.5989 | 2611.0629 | 1710.3543 | 1920.1162
21 |  |  | 3789.4562 | 3351.8283 | 1812.1177 | 4238.1613 | 61.1616 | 2610.5465 | 1750.9562 | 1920.1162
20.5 |  |  | 3608.8519 | 3350.7629 | 2143.9392 | 4236.8949 | 49.9494 | 2610.4896 | 2093.9898 | 1920.1162
20.4 |  |  | 3369.7328 | 3349.8467 | 2520.2429 | 4236.1823 | 47.267 | 2610.4655 | 2472.9759 | 1920.1162
19.1 |  |  | 3255.5147 | 3349.7952 | 2506.6257 | 4235.2791 | 44.3667 | 2610.4295 | 2462.259 | 1920.1162
18.2 |  |  | 3274.1915 | 3348.6181 | 2418.8363 | 4234.8645 | 41.3173 | 2610.3334 | 2377.519 | 1920.1162
17.6 |  |  | 3240.8435 | 3348.198 | 2390.0648 | 4234.5431 | 37.2857 | 2610.1919 | 2352.7791 | 1920.1162
17.2 |  |  | 3057.5957 | 3347.7859 | 1977.4076 | 4234.5111 | 41.7713 | 2609.9637 | 1935.6363 | 1920.1162
17 |  |  | 2797.9335 | 3346.9689 | 1834.5282 | 4234.2799 | 48.3012 | 2609.1837 | 1786.227 | 1920.1162
16.1 |  |  | 2410.5555 | 3346.7202 | 1546.5115 | 4232.4199 | 91.5739 | 2608.4088 | 1454.9376 | 1920.1162
15.2 |  |  | 2064.8451 | 3345.0719 | 1259.9789 | 4232.2571 | 379.4627 | 2608.254 | 880.5162 | 1920.1162
14.4 |  |  | 1959.8992 | 3344.7983 | 1160.8024 | 4231.9079 | 577.7451 | 2607.9131 | 583.0573 | 1920.1162
13.6 |  |  | 1939.1767 | 3343.6641 | 1110.5211 | 4231.6463 | 642.7607 | 2606.4274 | 467.7603 | 1920.1162
12.7 |  |  | 1931.8549 | 3343.3441 | 1098.042 | 4231.2337 | 688.9028 | 2606.27 | 409.1392 | 1920.1162
12.8 |  |  | 1949.3697 | 3341.1911 | 1140.6001 | 4230.4329 | 632.872 | 2605.6649 | 507.7281 | 1913.6721
13.6 |  |  | 2056.6563 | 3340.91 | 1336.6722 | 4229.9329 | 430.9694 | 2605.5589 | 905.7029 | 1913.6721
14.6 |  |  | 2430.1995 | 3339.0326 | 2151.8569 | 4229.5011 | 324.5943 | 2605.3022 | 1827.2627 | 1913.6721
15.6 |  |  | 3088.7435 | 3338.5949 | 2813.5766 | 4229.4952 | 105.3482 | 2605.2984 | 2708.2283 | 1913.6721
16.5 |  |  | 3465.9389 | 3338.5949 | 2290.1465 | 4229.2627 | 96.1391 | 2605.2764 | 2194.0075 | 1913.6721
17.4 |  |  | 3564.5797 | 3338.5949 | 2031.6677 | 4229.1559 | 82.2758 | 2604.9547 | 1949.3919 | 1913.6721
16.2 |  |  | 3564.7112 | 3338.5949 | 2026.5364 | 4227.7062 | 84.4621 | 2604.403 | 1942.0744 | 1913.6721
16.6 |  |  | 3521.0007 | 3338.5949 | 1882.2775 | 4227.365 | 141.3236 | 2604.2794 | 1740.9539 | 1913.6721
17.8 |  |  | 3516.0044 | 3338.5949 | 1826.0205 | 4227.3407 | 170.9698 | 2604.2654 | 1655.0507 | 1913.6721
17.4 |  |  | 3491.462 | 3338.4459 | 1716.1839 | 4227.0133 | 105.9638 | 2603.4793 | 1610.22 | 1913.6721
18.3 |  |  | 3631.3496 | 3337.6645 | 1786.9532 | 4226.5859 | 76.5989 | 2603.4209 | 1710.3543 | 1913.6721
19.5 |  |  | 3716.118 | 3335.1889 | 1812.1177 | 4226.214 | 61.1616 | 2602.8746 | 1750.9562 | 1913.6721
19.1 |  |  | 3546.3793 | 3334.8945 | 2143.9392 | 4225.7612 | 49.9494 | 2602.8437 | 2093.9898 | 1913.6721
19.6 |  |  | 3354.5569 | 3334.8945 | 2520.2429 | 4225.3502 | 47.267 | 2602.522 | 2472.9759 | 1913.6721
18.9 |  |  | 3255.5147 | 3334.8945 | 2506.6257 | 4223.4501 | 44.3667 | 2602.2632 | 2462.259 | 1913.6721
18.2 |  |  | 3274.1915 | 3334.8945 | 2418.8363 | 4223.1284 | 41.3173 | 2602.2312 | 2377.519 | 1913.6721
17.6 |  |  | 3240.8435 | 3334.8945 | 2390.0648 | 4223.0858 | 37.2857 | 2601.6311 | 2352.7791 | 1913.6721
16.4 |  |  | 3057.5957 | 3334.8945 | 1977.4076 | 4222.9637 | 41.7713 | 2600.8281 | 1935.6363 | 1913.6721
14.7 |  |  | 2797.9335 | 3334.8945 | 1834.5282 | 4222.1575 | 48.3012 | 2600.8152 | 1786.227 | 1913.6721
13.6 |  |  | 2410.5555 | 3334.8945 | 1546.5115 | 4220.5535 | 91.5739 | 2600.5905 | 1454.9376 | 1913.6721
13.1 |  |  | 2170.8996 | 3334.8945 | 1349.4976 | 4220.4299 | 290.8002 | 2600.04 | 1058.6973 | 1913.6721
11.4 |  |  | 2039.5425 | 3334.8945 | 1235.0092 | 4220.327 | 514.5508 | 2598.7062 | 720.4584 | 1913.6721
11.7 |  |  | 1972.3175 | 3334.8945 | 1170.7874 | 4220.2477 | 643.4083 | 2597.8392 | 527.379 | 1913.6721
11.9 |  |  | 1931.2049 | 3334.8945 | 1153.14 | 4219.5941 | 728.2415 | 2597.5926 | 424.8986 | 1913.6721
11.7 |  |  | 1925.5827 | 3334.8945 | 1134.8458 | 4218.4072 | 716.1446 | 2596.9739 | 418.7012 | 1913.6721
13 |  |  | 1945.6726 | 3333.8835 | 1162.8005 | 4218.3059 | 650.4679 | 2596.1157 | 512.3326 | 1913.6721
15 |  |  | 2051.1164 | 3333.267 | 1722.051 | 4218.1708 | 1122.8838 | 2595.7302 | 599.1672 | 1913.6721
16.4 |  |  | 2295.3477 | 3332.1138 | 1696.8352 | 4218.0924 | 657.7615 | 2595.1314 | 1039.0737 | 1913.6721
17.2 |  |  | 2606.6894 | 3330.5763 | 1778.7215 | 4217.9714 | 36.2478 | 2593.9162 | 1742.4737 | 1913.6721
18.4 |  |  | 2825.7747 | 3330.093 | 2598.4519 | 4217.3992 | 37.5949 | 2593.6045 | 2560.857 | 1913.6721
18.6 |  |  | 2866.7226 | 3330.093 | 2817.3864 | 4215.5957 | 39.575 | 2593.0844 | 2777.8114 | 1913.6721
19.7 |  |  | 2832.1009 | 3330.093 | 2796.1555 | 4215.286 | 38.0316 | 2592.7409 | 2758.1239 | 1913.6721
19.2 |  |  | 2808.3123 | 3329.5507 | 2477.6222 | 4214.701 | 41.1064 | 2592.5735 | 2436.5158 | 1913.6721
19 |  |  | 2822.4775 | 3329.5507 | 2233.3096 | 4213.0369 | 37.8538 | 2592.1861 | 2195.4559 | 1913.6721
20.6 |  |  | 2890.4173 | 3329.4403 | 2053.5406 | 4209.8687 | 39.7652 | 2592.1604 | 2013.7755 | 1913.6721
19.9 |  |  | 2937.5598 | 3328.447 | 1953.0538 | 4209.7486 | 39.3817 | 2591.6763 | 1913.6721 | 1913.6721
19.8 |  |  | 2962.0116 | 3328.3344 | 2012.9512 | 4208.0342 | 36.0039 | 2591.639 | 1976.9473 | 1913.6721
19.9 |  |  | 3031.4344 | 3328.3344 | 2314.619 | 4206.5672 | 32.3502 | 2591.6303 | 2282.2688 | 1913.6721
18.9 |  |  | 3039.5574 | 3328.3344 | 2232.988 | 4205.4029 | 35.7672 | 2591.082 | 2197.2207 | 1913.6721
19.3 |  |  | 3059.2805 | 3328.3344 | 2163.3434 | 4205.2401 | 33.9895 | 2589.7819 | 2129.3539 | 1913.6721
17.9 |  |  | 3002.1877 | 3328.3344 | 2231.2403 | 4205.0056 | 40.635 | 2589.1984 | 2190.6053 | 1913.6721
17.3 |  |  | 2860.879 | 3328.3344 | 1917.902 | 4204.3032 | 41.2719 | 2588.8448 | 1876.6302 | 1913.6721
16.2 |  |  | 2659.3176 | 3328.3344 | 1641.6598 | 4203.9805 | 43.6622 | 2588.662 | 1597.9976 | 1913.6721
15.4 |  |  | 2372.1116 | 3328.3344 | 1447.6385 | 4203.7656 | 229.3894 | 2588.0063 | 1218.2492 | 1913.6721
14.8 |  |  | 2167.4225 | 3328.3344 | 1349.4589 | 4203.2679 | 290.7616 | 2587.6435 | 1058.6973 | 1913.6721
13.4 |  |  | 2037.5954 | 3328.3344 | 1235.0807 | 4202.1109 | 514.6223 | 2587.3562 | 720.4584 | 1913.6721
11.5 |  |  | 1970.1404 | 3328.3344 | 1170.7729 | 4201.5026 | 643.3938 | 2586.7706 | 527.379 | 1913.6721
12.7 |  |  | 1930.0555 | 3328.3344 | 1152.5902 | 4201.1889 | 727.6916 | 2586.7416 | 424.8986 | 1913.6721
12.7 |  |  | 1923.591 | 3328.3344 | 1134.3384 | 4201.1487 | 715.6372 | 2586.7271 | 418.7012 | 1913.6721
13.8 |  |  | 1942.6169 | 3328.3344 | 1162.2629 | 4200.9775 | 649.9302 | 2585.4037 | 512.3326 | 1913.6721
14.4 |  |  | 2044.6577 | 3328.3344 | 1720.6943 | 4199.7211 | 1121.5271 | 2584.5911 | 599.1672 | 1913.6721
14.8 |  |  | 2284.0231 | 3328.3344 | 1694.9906 | 4197.8361 | 655.9169 | 2584.1682 | 1039.0737 | 1913.6721
14 |  |  | 2578.0961 | 3328.3344 | 1775.9058 | 4197.802 | 33.432 | 2583.5934 | 1742.4737 | 1913.6721
14 |  |  | 2771.3095 | 3328.3344 | 2595.2388 | 4196.9617 | 34.3818 | 2583.3731 | 2560.857 | 1913.6721
14 |  |  | 2794.0997 | 3328.3344 | 2812.8556 | 4196.3762 | 35.0442 | 2582.9383 | 2777.8114 | 1913.6721
13.4 |  |  | 2757.3148 | 3328.3344 | 2790.5696 | 4195.9721 | 32.4458 | 2582.9204 | 2758.1239 | 1913.6721
13.3 |  |  | 2732.7393 | 3328.3344 | 3908.9142 | 4195.6616 | 1472.3984 | 2582.5796 | 2436.5158 | 1913.6721
13.2 |  |  | 2747.4973 | 3328.3344 | 3933.144 | 4195.3821 | 1737.6882 | 2581.2029 | 2195.4559 | 1913.6721
13.8 |  |  | 2822.1963 | 3328.3344 | 2047.3012 | 4195.377 | 33.5257 | 2580.3945 | 2013.7755 | 1913.6721
13.8 |  |  | 2877.6774 | 3328.3344 | 3406.0712 | 4195.0665 | 1492.399 | 2580.179 | 1913.6721 | 1913.6721
14.9 |  |  | 2908.7427 | 3328.3344 | 2007.3172 | 4194.9714 | 30.37 | 2579.1428 | 1976.9473 | 1913.6721
14.8 |  |  | 2982.9358 | 3327.5223 | 2309.4961 | 4194.9407 | 27.2273 | 2577.9665 | 2282.2688 | 1913.6721
15.5 |  |  | 3002.6349 | 3326.9706 | 2227.8767 | 4193.8465 | 30.656 | 2577.7502 | 2197.2207 | 1913.6721
15.6 |  |  | 3034.872 | 3326.9706 | 2158.8285 | 4193.1405 | 29.4747 | 2577.378 | 2129.3539 | 1913.6721
14.8 |  |  | 2987.0147 | 3326.9706 | 2227.5151 | 4191.701 | 36.9097 | 2577.2064 | 2190.6053 | 1913.6721
14.7 |  |  | 2851.5888 | 3326.9706 | 1915.6134 | 4190.8181 | 38.9832 | 2577.036 | 1876.6302 | 1913.6721
14.3 |  |  | 2652.8566 | 3326.9706 | 1640.4515 | 4189.8813 | 42.4539 | 2575.631 | 1597.9976 | 1913.6721
13.9 |  |  | 2367.4882 | 3326.9706 | 1447.4493 | 4188.1865 | 229.2001 | 2575.5575 | 1218.2492 | 1913.6721
13.5 |  |  | 2064.8451 | 3326.9706 | 1259.9789 | 4188.0896 | 379.4627 | 2575.5242 | 880.5162 | 1913.6721
13.4 |  |  | 1959.8992 | 3326.3942 | 1160.8024 | 4187.4071 | 577.7451 | 2574.6719 | 583.0573 | 1913.6721
13.1 |  |  | 1939.1767 | 3326.3942 | 1110.5211 | 4186.2185 | 642.7607 | 2574.0037 | 467.7603 | 1913.6721
12.8 |  |  | 1931.8549 | 3326.1222 | 1098.042 | 4186.0708 | 688.9028 | 2573.7527 | 409.1392 | 1913.6721
12.6 |  |  | 1949.3697 | 3326.1222 | 1140.6001 | 4185.6254 | 632.872 | 2572.9306 | 507.7281 | 1913.6721
12.3 |  |  | 2056.6563 | 3326.1222 | 1336.6722 | 4185.6129 | 430.9694 | 2572.9116 | 905.7029 | 1913.6721
12.4 |  |  | 2430.1995 | 3325.2211 | 2151.8569 | 4184.9532 | 324.5943 | 2570.8493 | 1827.2627 | 1913.6721
12.1 |  |  | 3088.7435 | 3324.5933 | 2812.8081 | 4184.7054 | 104.5798 | 2570.8476 | 2708.2283 | 1913.6721
12.7 |  |  | 3465.9389 | 3323.8711 | 2289.4753 | 4183.9689 | 95.4678 | 2570.5931 | 2194.0075 | 1913.6721
13.6 |  |  | 3558.6781 | 3323.4616 | 2031.6677 | 4182.5593 | 82.2758 | 2570.5188 | 1949.3919 | 1913.6721
14.2 |  |  | 3536.0032 | 3323.0597 | 2026.5364 | 4181.6317 | 84.4621 | 2570.2646 | 1942.0744 | 1913.6721
14.8 |  |  | 3474.9051 | 3322.9776 | 1882.2775 | 4181.5443 | 141.3236 | 2570.2277 | 1740.9539 | 1913.6721
17.5 |  |  | 3503.0435 | 3322.5818 | 1826.0205 | 4181.4947 | 170.9698 | 2569.4588 | 1655.0507 | 1913.6721
17.4 |  |  | 3491.462 | 3322.2885 | 1716.1839 | 4180.8619 | 105.9638 | 2569.0749 | 1610.22 | 1913.6721
16.9 |  |  | 3556.2981 | 3321.9953 | 1786.9532 | 4180.7323 | 76.5989 | 2569.0689 | 1710.3543 | 1913.6721
16.3 |  |  | 3569.867 | 3321.9953 | 1812.1177 | 4180.685 | 61.1616 | 2568.4494 | 1750.9562 | 1913.6721
17.4 |  |  | 3488.0235 | 3321.4087 | 2143.9392 | 4179.999 | 49.9494 | 2568.4082 | 2093.9898 | 1913.6721
16.7 |  |  | 3321.9953 | 3321.3675 | 2520.2429 | 4179.0736 | 47.267 | 2568.0349 | 2472.9759 | 1913.6721
17.4 |  |  | 3255.5147 | 3321.3675 | 2506.6257 | 4178.6282 | 44.3667 | 2567.3337 | 2462.259 | 1913.6721
18 |  |  | 3274.1915 | 3321.3675 | 2418.8363 | 4178.6014 | 41.3173 | 2567.3144 | 2377.519 | 1913.6721
16.5 |  |  | 3240.8435 | 3321.3675 | 2390.0648 | 4177.2988 | 37.2857 | 2566.7996 | 2352.7791 | 1913.6721
15.8 |  |  | 3057.5957 | 3321.3675 | 1977.4076 | 4174.5993 | 41.7713 | 2566.3361 | 1935.6363 | 1913.6721
15.2 |  |  | 2797.9335 | 3321.3675 | 1834.5282 | 4174.2004 | 48.3012 | 2566.1934 | 1786.227 | 1913.6721
14.5 |  |  | 2410.5555 | 3321.3675 | 1546.5115 | 4174.0405 | 91.5739 | 2565.3038 | 1454.9376 | 1913.6721
12.8 |  |  | 2064.8451 | 3321.3675 | 1259.9789 | 4172.633 | 379.4627 | 2564.7318 | 880.5162 | 1913.6721
12.5 |  |  | 1959.8992 | 3321.3675 | 1160.8024 | 4172.1154 | 577.7451 | 2564.3727 | 583.0573 | 1913.6721
12.4 |  |  | 1939.1767 | 3321.3675 | 1110.5211 | 4171.3423 | 642.7607 | 2564.1902 | 467.7603 | 1913.6721
11.9 |  |  | 1931.8549 | 3321.3675 | 1097.8305 | 4170.3335 | 688.6914 | 2563.8089 | 409.1392 | 1913.6721
11.9 |  |  | 1949.3697 | 3321.3675 | 1140.6507 | 4170.1376 | 632.9226 | 2563.1034 | 507.7281 | 1913.6721
12.9 |  |  | 2056.6563 | 3321.3675 | 1336.6722 | 4169.8978 | 430.9694 | 2562.7119 | 905.7029 | 1913.6721
13.3 |  |  | 2430.1995 | 3321.0465 | 2151.8569 | 4168.2622 | 324.5943 | 2562.6924 | 1827.2627 | 1913.6721
12.8 |  |  | 3088.7435 | 3321.0465 | 2812.0926 | 4167.5549 | 103.8642 | 2561.8964 | 2708.2283 | 1913.6721
12.6 |  |  | 3465.9389 | 3321.0465 | 2289.1657 | 4166.4746 | 95.1582 | 2561.4154 | 2194.0075 | 1913.6721
12.5 |  |  | 3558.6781 | 3321.0465 | 2031.0017 | 4165.9457 | 81.6098 | 2560.3751 | 1949.3919 | 1913.6721
12.8 |  |  | 3536.0032 | 3321.0465 | 2026.0026 | 4165.5085 | 83.9282 | 2560.2109 | 1942.0744 | 1913.6721
12 |  |  | 3474.9051 | 3321.0465 | 3201.328 | 4165.3313 | 1460.3741 | 2560.1855 | 1740.9539 | 1913.6721
11.8 |  |  | 3436.6745 | 3321.0465 | 3119.9589 | 4164.6986 | 1464.9082 | 2559.4006 | 1655.0507 | 1882.7045
11.8 |  |  | 3417.9482 | 3321.0465 | 3038.2704 | 4164.2301 | 1428.0504 | 2558.8072 | 1610.22 | 1882.7045
12 |  |  | 3531.6199 | 3321.0465 | 3169.8407 | 4164.199 | 1459.4863 | 2558.7143 | 1710.3543 | 1882.7045
11.4 |  |  | 3562.1411 | 3321.0465 | 3412.3483 | 4163.5736 | 1661.3921 | 2557.9569 | 1750.9562 | 1882.7045
12.2 |  |  | 3478.9495 | 3321.0465 | 3745.0466 | 4161.941 | 1651.0568 | 2556.6111 | 2093.9898 | 1882.7045
11.9 |  |  | 3321.0465 | 3321.0465 | 4205.4029 | 4161.1738 | 1732.427 | 2556.4249 | 2472.9759 | 1882.7045
11.8 |  |  | 3255.5147 | 3321.0465 | 4095.3594 | 4160.991 | 1633.1004 | 2556.3314 | 2462.259 | 1882.7045
11.6 |  |  | 3274.1915 | 3321.0465 | 2418.8363 | 4160.7898 | 41.3173 | 2556.1052 | 2377.519 | 1882.7045
11.1 |  |  | 3240.8435 | 3321.0465 | 2390.1391 | 4160.6732 | 37.36 | 2555.4446 | 2352.7791 | 1882.7045
11.1 |  |  | 3057.5957 | 3321.0465 | 1977.4076 | 4160.6615 | 41.7713 | 2553.2126 | 1935.6363 | 1882.7045
10.9 |  |  | 2797.9335 | 3321.0465 | 3266.3429 | 4160.1569 | 1480.1159 | 2552.8127 | 1786.227 | 1882.7045
10.9 |  |  | 2410.5555 | 3321.0465 | 2779.7658 | 4160.0458 | 1324.8282 | 2552.4916 | 1454.9376 | 1882.7045
10.8 |  |  | 2064.8451 | 3321.0465 | 1260.1494 | 4159.3444 | 379.6332 | 2552.2513 | 880.5162 | 1882.7045
10.7 |  |  | 1959.8992 | 3321.0465 | 1161.1503 | 4159.1567 | 578.0931 | 2552.0336 | 583.0573 | 1882.7045
10.9 |  |  | 1939.1767 | 3321.0465 | 1110.9453 | 4159.0286 | 643.1849 | 2551.7763 | 467.7603 | 1882.7045
11 |  |  | 1931.8549 | 3321.0465 | 1098.5414 | 4156.3592 | 689.4022 | 2551.1769 | 409.1392 | 1882.7045
11 |  |  | 1949.3697 | 3321.0465 | 1141.3966 | 4156.2368 | 633.6685 | 2550.4736 | 507.7281 | 1882.7045
11.1 |  |  | 2056.6563 | 3319.7055 | 1337.3006 | 4155.681 | 431.5978 | 2550.1609 | 905.7029 | 1882.7045
11.1 |  |  | 2430.1995 | 3319.7055 | 2152.5388 | 4154.1737 | 325.2762 | 2549.1518 | 1827.2627 | 1882.7045
11.5 |  |  | 3088.7435 | 3319.7055 | 2813.8893 | 4153.0661 | 105.6609 | 2549.1279 | 2708.2283 | 1882.7045
11.6 |  |  | 3465.9389 | 3319.7055 | 2290.7951 | 4152.9591 | 96.7876 | 2548.9768 | 2194.0075 | 1882.7045
11.7 |  |  | 3558.6781 | 3319.7055 | 3580.0013 | 4152.1717 | 1630.6093 | 2548.2364 | 1949.3919 | 1876.6302
12 |  |  | 3536.0032 | 3319.7055 | 2026.9736 | 4151.6031 | 84.8992 | 2548.0786 | 1942.0744 | 1876.6302
11.7 |  |  | 3474.9051 | 3319.6492 | 3398.9952 | 4150.587 | 1658.0413 | 2547.6476 | 1740.9539 | 1876.6302
12 |  |  | 3436.6745 | 3316.6497 | 3252.3782 | 4150.2909 | 1597.3275 | 2547.5622 | 1655.0507 | 1876.6302
12.4 |  |  | 3417.9482 | 3315.707 | 3133.1369 | 4148.1473 | 1522.9169 | 2547.3607 | 1610.22 | 1876.6302
13 |  |  | 3531.6199 | 3311.6677 | 3187.9655 | 4147.4805 | 1477.6111 | 2547.3481 | 1710.3543 | 1876.6302
12.7 |  |  | 3562.1411 | 3310.3489 | 3323.7208 | 4147.2883 | 1572.7646 | 2547.3335 | 1750.9562 | 1876.6302
12.3 |  |  | 3478.9495 | 3310.3489 | 3816.9697 | 4146.0835 | 1722.9798 | 2547.3081 | 2093.9898 | 1876.6302
12.8 |  |  | 3321.0465 | 3310.3489 | 4218.3059 | 4145.9934 | 1745.3299 | 2546.9034 | 2472.9759 | 1876.6302
12.7 |  |  | 3255.5147 | 3310.3489 | 4121.4173 | 4145.851 | 1659.1583 | 2546.8692 | 2462.259 | 1876.6302
12.6 |  |  | 3274.1915 | 3310.3489 | 2418.8363 | 4145.7973 | 41.3173 | 2546.1174 | 2377.519 | 1876.6302
12.4 |  |  | 3240.8435 | 3310.3489 | 2390.0648 | 4145.5192 | 37.2857 | 2545.2903 | 2352.7791 | 1876.6302
12.3 |  |  | 3057.5957 | 3310.3489 | 1977.4076 | 4145.0566 | 41.7713 | 2544.2261 | 1935.6363 | 1876.6302
12 |  |  | 2797.9335 | 3310.3489 | 1834.5282 | 4144.8877 | 48.3012 | 2543.1844 | 1786.227 | 1876.6302
11.8 |  |  | 2410.5555 | 3310.3489 | 1546.5115 | 4144.2418 | 91.5739 | 2541.826 | 1454.9376 | 1876.6302
11.5 |  |  | 2064.8451 | 3310.3489 | 1259.9789 | 4140.6202 | 379.4627 | 2541.0487 | 880.5162 | 1876.6302
11.3 |  |  | 1959.8992 | 3310.3489 | 1160.8024 | 4140.4575 | 577.7451 | 2540.9831 | 583.0573 | 1876.6302
11.5 |  |  | 1939.1767 | 3310.3489 | 1110.8754 | 4138.5983 | 643.115 | 2540.9567 | 467.7603 | 1876.6302
11.2 |  |  | 1931.8549 | 3310.3489 | 1098.4949 | 4137.7804 | 689.3557 | 2540.721 | 409.1392 | 1876.6302
11.3 |  |  | 1949.3697 | 3310.3489 | 1141.3365 | 4137.3187 | 633.6084 | 2540.0708 | 507.7281 | 1876.6302
11.2 |  |  | 2056.6563 | 3310.3489 | 1337.2465 | 4137.0617 | 431.5437 | 2539.9092 | 905.7029 | 1876.6302
11.1 |  |  | 2430.1995 | 3310.3489 | 2152.4044 | 4135.6221 | 325.1417 | 2539.7828 | 1827.2627 | 1876.6302
11.2 |  |  | 3088.7435 | 3310.3489 | 2813.8957 | 4135.5977 | 105.6673 | 2539.5837 | 2708.2283 | 1876.6302
12 |  |  | 3465.9389 | 3310.3489 | 2290.4281 | 4134.7004 | 96.4206 | 2539.1161 | 2194.0075 | 1876.6302
12.5 |  |  | 3558.6781 | 3310.3489 | 2032.086 | 4134.2574 | 82.6941 | 2538.1703 | 1949.3919 | 1876.6302
12.9 |  |  | 3536.0032 | 3310.3489 | 2026.3771 | 4133.9982 | 84.3027 | 2538.0716 | 1942.0744 | 1876.6302
14.8 |  |  | 3474.9051 | 3310.3489 | 1882.2775 | 4133.976 | 141.3236 | 2537.9006 | 1740.9539 | 1876.6302
14.5 |  |  | 3436.6745 | 3310.3489 | 1826.0205 | 4133.8928 | 170.9698 | 2537.3237 | 1655.0507 | 1876.6302
14.9 |  |  | 3417.9482 | 3310.3489 | 1716.1839 | 4133.8195 | 105.9638 | 2536.9219 | 1610.22 | 1876.6302
15.3 |  |  | 3531.6199 | 3310.3489 | 1786.9532 | 4132.1159 | 76.5989 | 2536.7029 | 1710.3543 | 1876.6302
15.9 |  |  | 3567.6935 | 3310.3489 | 1812.1177 | 4131.0281 | 61.1616 | 2536.3476 | 1750.9562 | 1876.6302
15.4 |  |  | 3478.9495 | 3310.3489 | 2143.9392 | 4131.0253 | 49.9494 | 2535.5778 | 2093.9898 | 1876.6302
15.2 |  |  | 3321.0465 | 3310.3489 | 2520.2429 | 4130.3057 | 47.267 | 2535.3701 | 2472.9759 | 1876.6302
14.1 |  |  | 3255.5147 | 3310.3489 | 2506.6257 | 4129.7169 | 44.3667 | 2535.2185 | 2462.259 | 1876.6302
11.9 |  |  | 3274.1915 | 3310.3489 | 2418.8363 | 4129.2956 | 41.3173 | 2534.8613 | 2377.519 | 1876.6302
11.9 |  |  | 3240.8435 | 3310.3489 | 2390.0024 | 4129.1825 | 37.2233 | 2534.268 | 2352.7791 | 1876.6302
11 |  |  | 3057.5957 | 3310.3489 | 1977.4076 | 4128.151 | 41.7713 | 2533.4354 | 1935.6363 | 1876.6302
10.5 |  |  | 2797.9335 | 3310.3489 | 3259.4553 | 4127.94 | 1473.2283 | 2533.0389 | 1786.227 | 1876.6302
10.5 |  |  | 2410.5555 | 3310.3489 | 2765.2468 | 4126.3059 | 1310.3092 | 2532.8756 | 1454.9376 | 1876.6302
10.3 |  |  | 2064.8451 | 3310.3489 | 1260.0571 | 4126.2522 | 379.5409 | 2532.2146 | 880.5162 | 1876.6302
9.6 |  |  | 1959.8992 | 3310.3489 | 1161.0951 | 4125.6162 | 578.0379 | 2531.8351 | 583.0573 | 1876.6302
9 |  |  | 1939.1767 | 3310.3489 | 1110.9715 | 4124.9429 | 643.2111 | 2531.1678 | 467.7603 | 1876.6302
8.9 |  |  | 1931.8549 | 3310.3489 | 1353.9411 | 4124.849 | 944.802 | 2529.9365 | 409.1392 | 1876.6302
9.2 |  |  | 1949.3697 | 3310.3489 | 1587.2554 | 4124.4183 | 1079.5273 | 2528.6937 | 507.7281 | 1876.6302
9.9 |  |  | 2056.6563 | 3310.3489 | 2022.4633 | 4124.3886 | 1116.7604 | 2528.5036 | 905.7029 | 1876.6302
11.8 |  |  | 2430.1995 | 3310.3489 | 2151.9515 | 4122.7394 | 324.6888 | 2528.4992 | 1827.2627 | 1876.6302
13.7 |  |  | 3088.7435 | 3310.3489 | 2813.5766 | 4122.2908 | 105.3482 | 2528.4651 | 2708.2283 | 1876.6302
14.5 |  |  | 3465.9389 | 3310.3489 | 2290.1465 | 4121.7628 | 96.1391 | 2527.5987 | 2194.0075 | 1876.6302
15.6 |  |  | 3558.0497 | 3310.3489 | 2031.6677 | 4121.4915 | 82.2758 | 2527.0029 | 1949.3919 | 1876.6302
15.6 |  |  | 3545.3402 | 3310.3489 | 2026.5364 | 4121.4824 | 84.4621 | 2525.7955 | 1942.0744 | 1876.6302
16.7 |  |  | 3524.4968 | 3310.3489 | 1882.2775 | 4121.4644 | 141.3236 | 2525.6741 | 1740.9539 | 1876.6302
17.5 |  |  | 3503.0435 | 3310.3489 | 1826.0205 | 4121.4173 | 170.9698 | 2525.6731 | 1655.0507 | 1876.6302
19.1 |  |  | 3567.2704 | 3310.3489 | 1716.1839 | 4121.0849 | 105.9638 | 2524.2456 | 1610.22 | 1876.6302
19.5 |  |  | 3695.6796 | 3310.3489 | 1786.9532 | 4120.7742 | 76.5989 | 2523.9195 | 1710.3543 | 1876.6302
19.6 |  |  | 3721.0072 | 3310.3489 | 1812.1177 | 4120.3825 | 61.1616 | 2523.7393 | 1750.9562 | 1876.6302
20.1 |  |  | 3591.0026 | 3310.3489 | 2143.9392 | 4120.3573 | 49.9494 | 2523.0165 | 2093.9898 | 1876.6302
19.4 |  |  | 3350.7629 | 3310.3489 | 2520.2429 | 4119.2855 | 47.267 | 2522.385 | 2472.9759 | 1876.6302
18.8 |  |  | 3255.5147 | 3310.3489 | 2506.6257 | 4118.7477 | 44.3667 | 2522.3597 | 2462.259 | 1876.6302
19.5 |  |  | 3274.1915 | 3310.3489 | 2418.8363 | 4118.5664 | 41.3173 | 2521.0891 | 2377.519 | 1876.6302
17.2 |  |  | 3240.8435 | 3310.3489 | 2390.0648 | 4117.388 | 37.2857 | 2520.9306 | 2352.7791 | 1876.6302
16.9 |  |  | 3057.5957 | 3310.3489 | 1977.4076 | 4117.0781 | 41.7713 | 2520.6365 | 1935.6363 | 1876.6302
16.6 |  |  | 2797.9335 | 3310.3489 | 1834.5282 | 4117.014 | 48.3012 | 2519.2692 | 1786.227 | 1876.6302
15.9 |  |  | 2410.5555 | 3310.3489 | 1546.5115 | 4116.2745 | 91.5739 | 2518.9082 | 1454.9376 | 1876.6302
14.9 |  |  | 2170.8996 | 3310.3489 | 1349.4976 | 4115.567 | 290.8002 | 2518.7854 | 1058.6973 | 1876.6302
14.4 |  |  | 2039.5425 | 3310.3489 | 1235.0092 | 4115.3816 | 514.5508 | 2518.5341 | 720.4584 | 1876.6302
14.5 |  |  | 1972.3175 | 3310.3489 | 1170.9742 | 4115.2785 | 643.5951 | 2518.5112 | 527.379 | 1876.6302
12.6 |  |  | 1931.2049 | 3310.3489 | 1153.2228 | 4115.1346 | 728.3242 | 2517.7232 | 424.8986 | 1876.6302
12.9 |  |  | 1925.5827 | 3310.3489 | 1134.9511 | 4113.7149 | 716.2499 | 2517.3619 | 418.7012 | 1876.6302
14 |  |  | 1945.6726 | 3310.3489 | 1162.8005 | 4113.5981 | 650.4679 | 2517.3519 | 512.3326 | 1876.6302
14.6 |  |  | 2051.1164 | 3310.3489 | 1722.051 | 4113.42 | 1122.8838 | 2517.3169 | 599.1672 | 1876.6302
15.5 |  |  | 2295.3477 | 3310.3489 | 1696.8352 | 4113.1484 | 657.7615 | 2516.6015 | 1039.0737 | 1876.6302
17.2 |  |  | 2606.6894 | 3310.3489 | 1778.7215 | 4113.1436 | 36.2478 | 2515.6678 | 1742.4737 | 1876.6302
17 |  |  | 2825.7747 | 3310.3489 | 2598.4519 | 4112.9264 | 37.5949 | 2515.2126 | 2560.857 | 1876.6302
18.2 |  |  | 2866.7226 | 3310.3489 | 2817.3864 | 4112.9072 | 39.575 | 2515.1208 | 2777.8114 | 1876.6302
19.8 |  |  | 2832.1009 | 3310.3489 | 2796.1555 | 4112.5402 | 38.0316 | 2515.0868 | 2758.1239 | 1876.6302
20.2 |  |  | 2808.3123 | 3310.3489 | 2477.6222 | 4112.168 | 41.1064 | 2514.7433 | 2436.5158 | 1876.6302
17.5 |  |  | 2822.4775 | 3310.3489 | 2233.3096 | 4112.0694 | 37.8538 | 2513.8033 | 2195.4559 | 1876.6302
14.5 |  |  | 2890.4173 | 3310.3489 | 2053.5406 | 4111.6301 | 39.7652 | 2513.6155 | 2013.7755 | 1876.6302
13.4 |  |  | 2937.5598 | 3310.3489 | 3421.6215 | 4111.5033 | 1507.9493 | 2513.4066 | 1913.6721 | 1876.6302
13.5 |  |  | 2962.0116 | 3310.3489 | 3688.5772 | 4111.2825 | 1711.6299 | 2513.3127 | 1976.9473 | 1876.6302
13.6 |  |  | 3031.4344 | 3310.3489 | 3915.1057 | 4109.187 | 1632.837 | 2513.0544 | 2282.2688 | 1876.6302
13.1 |  |  | 3039.5574 | 3310.3489 | 2232.988 | 4108.9239 | 35.7672 | 2512.8758 | 2197.2207 | 1876.6302
12.5 |  |  | 3059.2805 | 3310.3489 | 3622.9579 | 4108.7392 | 1493.6041 | 2512.8063 | 2129.3539 | 1876.6302
11.7 |  |  | 3002.1877 | 3310.3489 | 3552.1381 | 4108.6518 | 1361.5327 | 2512.7735 | 2190.6053 | 1876.6302
11.2 |  |  | 2860.879 | 3310.3489 | 3441.9335 | 4107.8628 | 1565.3033 | 2512.4801 | 1876.6302 | 1876.6302
10.8 |  |  | 2659.3176 | 3310.3489 | 2715.785 | 4107.3188 | 1117.7875 | 2512.2455 | 1597.9976 | 1876.6302
10.5 |  |  | 2372.1116 | 3310.3489 | 1447.4805 | 4106.5969 | 229.2314 | 2511.9511 | 1218.2492 | 1876.6302
10.7 |  |  | 2167.4225 | 3310.3489 | 1322.199 | 4106.574 | 263.5017 | 2511.2681 | 1058.6973 | 1876.6302
10.7 |  |  | 2037.5954 | 3310.3489 | 1203.1615 | 4106.0407 | 482.7031 | 2511.1823 | 720.4584 | 1876.6302
10.5 |  |  | 1970.1404 | 3310.3489 | 1171.2917 | 4105.0458 | 643.9127 | 2506.9689 | 527.379 | 1876.6302
10.3 |  |  | 1930.0555 | 3310.3489 | 1153.0114 | 4105.0052 | 728.1128 | 2506.6281 | 424.8986 | 1876.6302
10.2 |  |  | 1923.591 | 3310.3489 | 1134.7214 | 4104.8848 | 716.0202 | 2506.6043 | 418.7012 | 1876.6302
10.7 |  |  | 1942.6169 | 3310.3489 | 1198.1029 | 4104.3244 | 685.7702 | 2506.2512 | 512.3326 | 1876.6302
11.3 |  |  | 2044.6577 | 3310.3489 | 1720.7266 | 4103.6434 | 1121.5593 | 2505.7055 | 599.1672 | 1876.6302
11.9 |  |  | 2284.0231 | 3310.3489 | 1694.888 | 4102.8534 | 655.8143 | 2505.286 | 1039.0737 | 1876.6302
12.2 |  |  | 2578.0961 | 3310.3489 | 3246.936 | 4102.2745 | 1504.4623 | 2505.2414 | 1742.4737 | 1876.6302
13.1 |  |  | 2771.3095 | 3310.3489 | 2595.2388 | 4101.622 | 34.3818 | 2505.1833 | 2560.857 | 1876.6302
13 |  |  | 2794.0997 | 3310.3489 | 2812.8556 | 4100.7438 | 35.0442 | 2504.3936 | 2777.8114 | 1876.6302
13.6 |  |  | 2757.3148 | 3310.3489 | 2790.5696 | 4100.6837 | 32.4458 | 2504.2893 | 2758.1239 | 1876.6302
14.5 |  |  | 2732.7393 | 3310.3489 | 2471.5769 | 4100.3435 | 35.0611 | 2504.112 | 2436.5158 | 1876.6302
14.3 |  |  | 2747.4973 | 3310.3489 | 2226.8849 | 4098.9593 | 31.4291 | 2503.8442 | 2195.4559 | 1876.6302
14.6 |  |  | 2822.1963 | 3310.3489 | 2047.3012 | 4098.3769 | 33.5257 | 2503.7652 | 2013.7755 | 1876.6302
14.2 |  |  | 2877.6774 | 3310.3489 | 1946.7818 | 4098.2097 | 33.1096 | 2503.1792 | 1913.6721 | 1876.6302
12.9 |  |  | 2908.7427 | 3310.3489 | 3767.0919 | 4096.8379 | 1790.1447 | 2503.1194 | 1976.9473 | 1876.6302
12.1 |  |  | 2982.9358 | 3310.3489 | 4133.8928 | 4095.3594 | 1851.6241 | 2502.4588 | 2282.2688 | 1827.2627
11.7 |  |  | 3002.6349 | 3310.3489 | 4017.02 | 4092.3439 | 1819.7993 | 2500.5643 | 2197.2207 | 1827.2627
11.5 |  |  | 3034.872 | 3310.3489 | 3834.7326 | 4092.0057 | 1705.3787 | 2500.2933 | 2129.3539 | 1827.2627
11.6 |  |  | 2987.0147 | 3310.3489 | 3713.5487 | 4091.9888 | 1522.9434 | 2500.0797 | 2190.6053 | 1827.2627
11.5 |  |  | 2851.5888 | 3310.3489 | 3501.4013 | 4091.841 | 1624.7711 | 2500.05 | 1876.6302 | 1827.2627
11.5 |  |  | 2652.8566 | 3310.3489 | 1640.4515 | 4091.2644 | 42.4539 | 2499.9544 | 1597.9976 | 1827.2627
11.8 |  |  | 2367.4882 | 3310.3489 | 1447.4493 | 4090.9361 | 229.2001 | 2499.739 | 1218.2492 | 1827.2627
11.9 |  |  | 2064.8451 | 3310.3489 | 1259.9789 | 4090.7725 | 379.4627 | 2499.3595 | 880.5162 | 1827.2627
12 |  |  | 1959.8992 | 3310.3489 | 1160.8024 | 4090.436 | 577.7451 | 2499.0533 | 583.0573 | 1827.2627
12 |  |  | 1939.1767 | 3310.3489 | 1110.5211 | 4090.3948 | 642.7607 | 2498.0139 | 467.7603 | 1827.2627
11.8 |  |  | 1931.8549 | 3310.3489 | 1098.3627 | 4089.9815 | 689.2235 | 2497.4914 | 409.1392 | 1827.2627
12 |  |  | 1949.3697 | 3310.3489 | 1140.6001 | 4089.9301 | 632.872 | 2497.1044 | 507.7281 | 1827.2627
12.1 |  |  | 2056.6563 | 3310.3489 | 1336.6722 | 4089.8383 | 430.9694 | 2496.7124 | 905.7029 | 1827.2627
12.4 |  |  | 2430.1995 | 3310.3489 | 2151.8569 | 4088.3135 | 324.5943 | 2495.8903 | 1827.2627 | 1827.2627
12 |  |  | 3088.7435 | 3310.3489 | 2813.2936 | 4088.0639 | 105.0653 | 2495.7047 | 2708.2283 | 1827.2627
10.6 |  |  | 3465.9389 | 3310.3489 | 3977.7347 | 4087.4092 | 1783.7272 | 2495.6876 | 2194.0075 | 1827.2627
11.3 |  |  | 3558.6781 | 3310.3489 | 3535.1335 | 4087.0683 | 1585.7416 | 2495.05 | 1949.3919 | 1827.2627
12.2 |  |  | 3536.0032 | 3310.3489 | 2026.7143 | 4086.9053 | 84.64 | 2494.819 | 1942.0744 | 1827.2627
11.9 |  |  | 3474.9051 | 3310.3489 | 3337.189 | 4084.4798 | 1596.2352 | 2493.7536 | 1740.9539 | 1827.2627
12.7 |  |  | 3436.6745 | 3310.3489 | 3165.6797 | 4083.9553 | 1510.629 | 2493.5892 | 1655.0507 | 1827.2627
12.6 |  |  | 3417.9482 | 3310.3489 | 3084.5275 | 4083.8416 | 1474.3075 | 2493.2117 | 1610.22 | 1827.2627
12.2 |  |  | 3531.6199 | 3310.3489 | 3228.9705 | 4083.7948 | 1518.6162 | 2493.0008 | 1710.3543 | 1827.2627
13 |  |  | 3562.1411 | 3310.3489 | 3284.0137 | 4083.4911 | 1533.0576 | 2492.4413 | 1750.9562 | 1827.2627
12.9 |  |  | 3478.9495 | 3310.3489 | 3750.4572 | 4082.7386 | 1656.4674 | 2492.321 | 2093.9898 | 1827.2627
12.4 |  |  | 3321.0465 | 3310.3489 | 4229.1559 | 4082.6481 | 1756.18 | 2492.2224 | 2472.9759 | 1827.2627
12.8 |  |  | 3255.5147 | 3310.3489 | 4090.9361 | 4081.9789 | 1628.6771 | 2491.8575 | 2462.259 | 1827.2627
12.5 |  |  | 3274.1915 | 3310.3489 | 2418.8363 | 4081.5038 | 41.3173 | 2491.7679 | 2377.519 | 1827.2627
10.7 |  |  | 3240.8435 | 3309.8527 | 4223.0858 | 4081.3395 | 1870.3067 | 2491.3056 | 2352.7791 | 1827.2627
10.4 |  |  | 3057.5957 | 3307.2246 | 3705.5911 | 4080.1815 | 1769.9548 | 2490.9065 | 1935.6363 | 1827.2627
9.8 |  |  | 2797.9335 | 3307.1462 | 3341.1318 | 4079.5695 | 1554.9049 | 2490.1926 | 1786.227 | 1827.2627
10.1 |  |  | 2410.5555 | 3307.1462 | 2840.4985 | 4079.3007 | 1385.5609 | 2489.8926 | 1454.9376 | 1827.2627
9.8 |  |  | 2064.8451 | 3307.1462 | 1968.7942 | 4077.9494 | 1088.278 | 2489.8655 | 880.5162 | 1827.2627
9.8 |  |  | 1959.8992 | 3307.1462 | 1161.2639 | 4077.8313 | 578.2066 | 2489.0163 | 583.0573 | 1827.2627
9.8 |  |  | 1939.1767 | 3307.1462 | 1111.0857 | 4077.732 | 643.3254 | 2488.7857 | 467.7603 | 1827.2627
9.4 |  |  | 1931.8549 | 3307.1462 | 1449.5207 | 4077.1052 | 1040.3815 | 2488.2355 | 409.1392 | 1827.2627
9.4 |  |  | 1949.3697 | 3307.1462 | 1653.5898 | 4076.0888 | 1145.8617 | 2488.2021 | 507.7281 | 1827.2627
9.8 |  |  | 2056.6563 | 3307.1462 | 2109.8107 | 4075.3931 | 1204.1078 | 2487.4948 | 905.7029 | 1827.2627
9.6 |  |  | 2430.1995 | 3307.1462 | 3845.7228 | 4075.0151 | 2018.4601 | 2486.7843 | 1827.2627 | 1827.2627
10.2 |  |  | 3088.7435 | 3307.1462 | 2814.6905 | 4074.3676 | 106.4622 | 2486.3425 | 2708.2283 | 1827.2627
11.7 |  |  | 3465.9389 | 3307.1462 | 2290.8586 | 4074.2749 | 96.8512 | 2486.3337 | 2194.0075 | 1827.2627
11 |  |  | 3558.6781 | 3307.1462 | 3647.3568 | 4073.5291 | 1697.9648 | 2485.3847 | 1949.3919 | 1827.2627
10.5 |  |  | 3536.0032 | 3307.1462 | 3703.1212 | 4073.2456 | 1761.0468 | 2484.7951 | 1942.0744 | 1827.2627
10.7 |  |  | 3474.9051 | 3307.1462 | 3489.9408 | 4072.3436 | 1748.9869 | 2484.4763 | 1740.9539 | 1827.2627
12.4 |  |  | 3436.6745 | 3307.1462 | 3246.4327 | 4072.291 | 1591.382 | 2484.3229 | 1655.0507 | 1827.2627
12.7 |  |  | 3417.9482 | 3307.1462 | 3135.4135 | 4070.7602 | 1525.1934 | 2483.938 | 1610.22 | 1827.2627
12.8 |  |  | 3531.6199 | 3307.1462 | 3222.0368 | 4068.5261 | 1511.6825 | 2483.4383 | 1710.3543 | 1827.2627
11.6 |  |  | 3562.1411 | 3307.1462 | 3438.4466 | 4068.443 | 1687.4904 | 2483.0515 | 1750.9562 | 1827.2627
12.7 |  |  | 3478.9495 | 3307.1462 | 3808.8003 | 4067.4044 | 1714.8105 | 2482.61 | 2093.9898 | 1827.2627
12.3 |  |  | 3321.0465 | 3307.1462 | 4285.3451 | 4066.9196 | 1812.3692 | 2481.6651 | 2472.9759 | 1827.2627
11.8 |  |  | 3255.5147 | 3307.1462 | 4219.5941 | 4066.8557 | 1757.3351 | 2481.0585 | 2462.259 | 1827.2627
10.2 |  |  | 3274.1915 | 3307.1462 | 4253.3795 | 4065.9161 | 1875.8605 | 2481.0037 | 2377.519 | 1827.2627
9.6 |  |  | 3240.8435 | 3307.1462 | 4379.0977 | 4065.6288 | 2026.3186 | 2480.9349 | 2352.7791 | 1827.2627
9.6 |  |  | 3057.5957 | 3307.1462 | 3904.3353 | 4064.1213 | 1968.6989 | 2480.8437 | 1935.6363 | 1827.2627
9.5 |  |  | 2797.9335 | 3307.1462 | 3424.3862 | 4064.0278 | 1638.1592 | 2479.4394 | 1786.227 | 1827.2627
9.1 |  |  | 2410.5555 | 3305.6089 | 2975.8065 | 4063.9042 | 1520.8689 | 2478.0364 | 1454.9376 | 1827.2627
8.5 |  |  | 2064.8451 | 3301.297 | 2134.8925 | 4063.4471 | 1254.3763 | 2477.8394 | 880.5162 | 1827.2627
8.3 |  |  | 1959.8992 | 3301.297 | 1732.672 | 4063.0645 | 1149.6147 | 2477.5275 | 583.0573 | 1827.2627
8 |  |  | 1939.1767 | 3301.297 | 1635.7089 | 4062.4725 | 1167.9485 | 2477.3695 | 467.7603 | 1827.2627
7.7 |  |  | 1931.8549 | 3301.297 | 1636.2585 | 4062.1121 | 1227.1194 | 2477.3218 | 409.1392 | 1827.2627
7.8 |  |  | 1949.3697 | 3301.297 | 1812.0287 | 4061.3704 | 1304.3006 | 2477.1472 | 507.7281 | 1827.2627
8.1 |  |  | 2056.6563 | 3301.297 | 2317.3442 | 4061.2076 | 1411.6413 | 2477.0528 | 905.7029 | 1827.2627
8.3 |  |  | 2430.1995 | 3301.297 | 4007.9433 | 4060.7876 | 2180.6807 | 2476.4737 | 1827.2627 | 1827.2627
8 |  |  | 3088.7435 | 3301.297 | 4974.7644 | 4060.3544 | 2266.5361 | 2475.1393 | 2708.2283 | 1827.2627
8.1 |  |  | 3465.9389 | 3301.297 | 4436.2947 | 4059.3503 | 2242.2872 | 2475.0583 | 2194.0075 | 1827.2627
7.9 |  |  | 3558.6781 | 3301.297 | 3946.7571 | 4058.5754 | 1997.3652 | 2475.0516 | 1949.3919 | 1827.2627
8.6 |  |  | 3536.0032 | 3301.297 | 3984.6633 | 4057.33 | 2042.5889 | 2475.0488 | 1942.0744 | 1827.2627
8.9 |  |  | 3474.9051 | 3301.297 | 3764.4564 | 4056.7718 | 2023.5026 | 2474.2828 | 1740.9539 | 1827.2627
9.5 |  |  | 3436.6745 | 3301.297 | 3585.2437 | 4055.4318 | 1930.193 | 2474.2449 | 1655.0507 | 1827.2627
8.1 |  |  | 3417.9482 | 3301.297 | 3561.8752 | 4054.8767 | 1951.6552 | 2474.2442 | 1610.22 | 1827.2627
9.3 |  |  | 3531.6199 | 3301.297 | 3642.4054 | 4054.6773 | 1932.0511 | 2473.7471 | 1710.3543 | 1827.2627
8.5 |  |  | 3562.1411 | 3301.297 | 3859.0928 | 4054.6404 | 2108.1366 | 2473.3869 | 1750.9562 | 1827.2627
9.2 |  |  | 3478.9495 | 3301.297 | 4254.6956 | 4053.6734 | 2160.7057 | 2472.9584 | 2093.9898 | 1827.2627
9.7 |  |  | 3321.0465 | 3301.297 | 4658.5492 | 4053.3468 | 2185.5733 | 2472.0549 | 2472.9759 | 1827.2627
9.1 |  |  | 3255.5147 | 3301.297 | 4607.1433 | 4053.2857 | 2144.8843 | 2471.9616 | 2462.259 | 1827.2627
8.5 |  |  | 3274.1915 | 3301.297 | 4484.8929 | 4051.7888 | 2107.3739 | 2470.8033 | 2377.519 | 1827.2627
8.9 |  |  | 3240.8435 | 3301.297 | 4541.4596 | 4051.7289 | 2188.6805 | 2469.9757 | 2352.7791 | 1827.2627
8.1 |  |  | 3057.5957 | 3301.297 | 4153.0661 | 4051.4934 | 2217.4298 | 2469.7982 | 1935.6363 | 1827.2627
7.4 |  |  | 2797.9335 | 3301.297 | 3795.2979 | 4051.3586 | 2009.0709 | 2469.7254 | 1786.227 | 1827.2627
7.6 |  |  | 2410.5555 | 3301.297 | 3319.938 | 4050.3787 | 1865.0004 | 2468.7648 | 1454.9376 | 1827.2627
7.7 |  |  | 2064.8451 | 3301.297 | 2390.9006 | 4049.8523 | 1510.3844 | 2468.3078 | 880.5162 | 1827.2627
7.7 |  |  | 1959.8992 | 3300.2698 | 1983.1751 | 4049.3147 | 1400.1179 | 2468.2605 | 583.0573 | 1827.2627
7.6 |  |  | 1939.1767 | 3300.2698 | 1890.0314 | 4048.5915 | 1422.2711 | 2468.2471 | 467.7603 | 1827.2627
7.5 |  |  | 1931.8549 | 3300.2698 | 1874.0462 | 4048.3943 | 1464.907 | 2468.1053 | 409.1392 | 1827.2627
7.8 |  |  | 1949.3697 | 3300.2698 | 2026.5243 | 4047.9327 | 1518.7962 | 2467.1358 | 507.7281 | 1827.2627
7.8 |  |  | 2056.6563 | 3300.2698 | 2514.0142 | 4047.8182 | 1608.3114 | 2466.9429 | 905.7029 | 1827.2627
7.8 |  |  | 2430.1995 | 3300.2698 | 4189.8813 | 4045.07 | 2362.6186 | 2466.738 | 1827.2627 | 1827.2627
8.3 |  |  | 3088.7435 | 3300.2698 | 5135.2079 | 4044.0271 | 2426.9796 | 2466.4562 | 2708.2283 | 1827.2627
8.2 |  |  | 3465.9389 | 3297.8561 | 4609.8972 | 4042.7203 | 2415.8898 | 2466.2188 | 2194.0075 | 1827.2627
8.2 |  |  | 3558.6781 | 3297.8561 | 4118.7477 | 4042.3831 | 2169.3558 | 2465.8688 | 1949.3919 | 1827.2627
9 |  |  | 3536.0032 | 3297.8561 | 4054.8767 | 4042.2938 | 2112.8023 | 2465.6101 | 1942.0744 | 1827.2627
9.9 |  |  | 3474.9051 | 3297.8561 | 3767.7866 | 4040.343 | 2026.8327 | 2465.1791 | 1740.9539 | 1827.2627
9.3 |  |  | 3436.6745 | 3297.8561 | 3668.4535 | 4040.0012 | 2013.4028 | 2463.8461 | 1655.0507 | 1827.2627
10.6 |  |  | 3417.9482 | 3297.8561 | 3475.3768 | 4039.4957 | 1865.1568 | 2463.3545 | 1610.22 | 1827.2627
11.1 |  |  | 3531.6199 | 3297.8561 | 3510.0022 | 4039.4312 | 1799.6479 | 2463.136 | 1710.3543 | 1827.2627
10.6 |  |  | 3562.1411 | 3297.8561 | 3668.1074 | 4039.3465 | 1917.1512 | 2463.0549 | 1750.9562 | 1827.2627
9.4 |  |  | 3478.9495 | 3297.8561 | 4250.6775 | 4038.8193 | 2156.6877 | 2461.5738 | 2093.9898 | 1827.2627
9.6 |  |  | 3321.0465 | 3297.8561 | 4677.468 | 4037.9574 | 2204.4921 | 2461.2554 | 2472.9759 | 1827.2627
10.4 |  |  | 3255.5147 | 3297.8561 | 4512.4498 | 4037.8403 | 2050.1908 | 2461.1082 | 2462.259 | 1827.2627
9.6 |  |  | 3274.1915 | 3297.8561 | 4421.9978 | 4037.8051 | 2044.4789 | 2461.0685 | 2377.519 | 1827.2627
9.4 |  |  | 3240.8435 | 3297.8561 | 4526.1481 | 4037.1671 | 2173.369 | 2459.8978 | 2352.7791 | 1827.2627
9.2 |  |  | 3057.5957 | 3297.8561 | 4058.5754 | 4037.0736 | 2122.939 | 2459.3103 | 1935.6363 | 1827.2627
8.8 |  |  | 2797.9335 | 3297.8561 | 3655.0488 | 4036.7299 | 1868.8218 | 2458.9197 | 1786.227 | 1827.2627
8.3 |  |  | 2410.5555 | 3297.8561 | 3219.5168 | 4034.6856 | 1764.5792 | 2458.9121 | 1454.9376 | 1827.2627
7.9 |  |  | 2064.8451 | 3297.8561 | 2328.9814 | 4033.248 | 1448.4652 | 2458.5472 | 880.5162 | 1827.2627
7.8 |  |  | 1959.8992 | 3297.8561 | 1923.1663 | 4032.7106 | 1340.1091 | 2458.368 | 583.0573 | 1827.2627
7.1 |  |  | 1939.1767 | 3297.8561 | 1861.1688 | 4032.6292 | 1393.4084 | 2456.6797 | 467.7603 | 1827.2627
7.2 |  |  | 1931.8549 | 3297.8561 | 1832.9499 | 4030.7009 | 1423.8107 | 2456.6433 | 409.1392 | 1827.2627
7.4 |  |  | 1949.3697 | 3297.8561 | 1997.2253 | 4029.8714 | 1489.4972 | 2456.5474 | 507.7281 | 1827.2627
7.7 |  |  | 2056.6563 | 3297.8561 | 2471.8905 | 4029.7904 | 1566.1876 | 2456.4802 | 905.7029 | 1827.2627
9 |  |  | 2430.1995 | 3297.8561 | 4053.2857 | 4029.565 | 2226.023 | 2456.0762 | 1827.2627 | 1827.2627
9.5 |  |  | 3088.7435 | 3297.8561 | 4884.8559 | 4029.1707 | 2176.6275 | 2455.6961 | 2708.2283 | 1827.2627
10.2 |  |  | 3465.9389 | 3297.8561 | 4334.8323 | 4029.0829 | 2140.8248 | 2453.6011 | 2194.0075 | 1827.2627
11.6 |  |  | 3558.6781 | 3296.8095 | 3754.513 | 4028.8974 | 1805.1211 | 2453.3049 | 1949.3919 | 1827.2627
11.6 |  |  | 3536.0032 | 3296.8095 | 3746.3545 | 4027.8739 | 1804.2801 | 2453.2362 | 1942.0744 | 1827.2627
12.4 |  |  | 3474.9051 | 3294.4968 | 3462.9485 | 4027.8492 | 1721.9946 | 2452.8074 | 1740.9539 | 1827.2627
13.4 |  |  | 3436.6745 | 3290.4149 | 1826.5339 | 4026.4174 | 171.4831 | 2452.2525 | 1655.0507 | 1827.2627
14 |  |  | 3417.9482 | 3290.4149 | 1716.1839 | 4026.3462 | 105.9638 | 2450.3902 | 1610.22 | 1827.2627
14.6 |  |  | 3531.6199 | 3290.4149 | 1786.9532 | 4026.2666 | 76.5989 | 2450.3534 | 1710.3543 | 1827.2627
14.7 |  |  | 3562.1411 | 3289.1635 | 1812.1177 | 4025.8375 | 61.1616 | 2449.9341 | 1750.9562 | 1827.2627
15.1 |  |  | 3478.9495 | 3289.1635 | 2143.9392 | 4024.2368 | 49.9494 | 2449.8867 | 2093.9898 | 1827.2627
15.5 |  |  | 3321.0465 | 3289.1635 | 2520.2429 | 4023.0406 | 47.267 | 2449.4875 | 2472.9759 | 1827.2627
15.1 |  |  | 3255.5147 | 3285.9257 | 2506.6257 | 4022.2207 | 44.3667 | 2449.1866 | 2462.259 | 1827.2627
15 |  |  | 3274.1915 | 3285.9257 | 2418.8363 | 4021.0677 | 41.3173 | 2449.1303 | 2377.519 | 1827.2627
14.5 |  |  | 3240.8435 | 3285.9257 | 2390.0648 | 4020.6694 | 37.2857 | 2447.8109 | 2352.7791 | 1827.2627
13.4 |  |  | 3057.5957 | 3285.9257 | 1977.4076 | 4020.2941 | 41.7713 | 2447.751 | 1935.6363 | 1827.2627
13.3 |  |  | 2797.9335 | 3285.9257 | 1834.5282 | 4019.5958 | 48.3012 | 2447.4169 | 1786.227 | 1827.2627
12.8 |  |  | 2410.5555 | 3285.9257 | 1546.5115 | 4019.1035 | 91.5739 | 2447.1839 | 1454.9376 | 1827.2627
12.3 |  |  | 2170.8996 | 3285.9257 | 1349.4976 | 4017.9565 | 290.8002 | 2446.845 | 1058.6973 | 1827.2627
11.8 |  |  | 2039.5425 | 3285.9257 | 1235.0092 | 4017.7116 | 514.5508 | 2446.4195 | 720.4584 | 1827.2627
11.4 |  |  | 1972.3175 | 3285.9257 | 1171.2977 | 4017.02 | 643.9187 | 2446.1596 | 527.379 | 1827.2627
11.2 |  |  | 1931.2049 | 3285.9257 | 1153.6275 | 4016.393 | 728.7289 | 2445.3712 | 424.8986 | 1827.2627
11.2 |  |  | 1925.5827 | 3285.9257 | 1135.3906 | 4016.1127 | 716.6894 | 2444.6715 | 418.7012 | 1827.2627
11.3 |  |  | 1945.6726 | 3285.9257 | 1163.0303 | 4015.3167 | 650.6977 | 2444.3297 | 512.3326 | 1827.2627
11.7 |  |  | 2051.1164 | 3285.9257 | 1722.0346 | 4015.1629 | 1122.8674 | 2443.8277 | 599.1672 | 1827.2627
13.7 |  |  | 2295.3477 | 3284.3675 | 1696.8352 | 4013.9313 | 657.7615 | 2443.8144 | 1039.0737 | 1827.2627
13.8 |  |  | 2606.6894 | 3284.3675 | 1778.7215 | 4013.4645 | 36.2478 | 2443.1051 | 1742.4737 | 1827.2627
14.4 |  |  | 2825.7747 | 3284.3675 | 2598.4519 | 4012.7645 | 37.5949 | 2441.5289 | 2560.857 | 1827.2627
15.2 |  |  | 2866.7226 | 3284.3675 | 2817.3864 | 4012.3583 | 39.575 | 2441.1199 | 2777.8114 | 1827.2627
16.4 |  |  | 2832.1009 | 3284.3675 | 2796.1555 | 4012.1353 | 38.0316 | 2440.9685 | 2758.1239 | 1827.2627
17.2 |  |  | 2808.3123 | 3284.3675 | 2477.6222 | 4011.1306 | 41.1064 | 2440.6306 | 2436.5158 | 1827.2627
17.9 |  |  | 2822.4775 | 3284.3675 | 2233.3096 | 4010.2519 | 37.8538 | 2439.2802 | 2195.4559 | 1827.2627
18.1 |  |  | 2890.4173 | 3284.3675 | 2053.5406 | 4010.0657 | 39.7652 | 2439.2024 | 2013.7755 | 1827.2627
18.6 |  |  | 2937.5598 | 3284.3675 | 1953.0538 | 4009.6416 | 39.3817 | 2438.6605 | 1913.6721 | 1827.2627
15.7 |  |  | 2962.0116 | 3284.3675 | 2012.9512 | 4009.0995 | 36.0039 | 2438.2268 | 1976.9473 | 1827.2627
15 |  |  | 3031.4344 | 3284.3675 | 2314.619 | 4009.0154 | 32.3502 | 2438.116 | 2282.2688 | 1827.2627
14.8 |  |  | 3039.5574 | 3284.3675 | 2232.988 | 4008.9439 | 35.7672 | 2437.7433 | 2197.2207 | 1827.2627
14.5 |  |  | 3059.2805 | 3284.3675 | 2163.3434 | 4007.9433 | 33.9895 | 2437.5415 | 2129.3539 | 1827.2627
13.7 |  |  | 3002.1877 | 3284.3675 | 2231.2403 | 4007.8462 | 40.635 | 2437.319 | 2190.6053 | 1827.2627
13.1 |  |  | 2860.879 | 3284.3675 | 1917.902 | 4007.7503 | 41.2719 | 2436.6967 | 1876.6302 | 1827.2627
13 |  |  | 2659.3176 | 3284.3675 | 1641.6598 | 4007.4292 | 43.6622 | 2436.6708 | 1597.9976 | 1827.2627
12.4 |  |  | 2372.1116 | 3284.3675 | 1447.6385 | 4006.069 | 229.3894 | 2436.0185 | 1218.2492 | 1827.2627
12 |  |  | 2167.4225 | 3284.3675 | 1349.4589 | 4005.8806 | 290.7616 | 2435.8188 | 1058.6973 | 1827.2627
12 |  |  | 2037.5954 | 3284.3675 | 1235.0807 | 4005.2902 | 514.6223 | 2434.8071 | 720.4584 | 1827.2627
11.8 |  |  | 1970.1404 | 3284.3675 | 1171.0631 | 4000.8759 | 643.6841 | 2434.5393 | 527.379 | 1827.2627
11.7 |  |  | 1930.0555 | 3284.3675 | 1152.7264 | 3998.3131 | 727.8278 | 2434.4409 | 424.8986 | 1827.2627
11.5 |  |  | 1923.591 | 3284.3675 | 1134.5105 | 3998.1746 | 715.8093 | 2434.2623 | 418.7012 | 1827.2627
10.6 |  |  | 1942.6169 | 3284.3675 | 1196.8736 | 3997.142 | 684.5409 | 2433.6091 | 512.3326 | 1827.2627
10.3 |  |  | 2044.6577 | 3284.3675 | 1957.3613 | 3996.8174 | 1358.194 | 2433.0684 | 599.1672 | 1827.2627
10.4 |  |  | 2284.0231 | 3284.3675 | 2349.0739 | 3996.0795 | 1310.0002 | 2433.0602 | 1039.0737 | 1827.2627
10.2 |  |  | 2578.0961 | 3284.3675 | 3350.0274 | 3994.8543 | 1607.5536 | 2432.7654 | 1742.4737 | 1827.2627
11.3 |  |  | 2771.3095 | 3284.3675 | 4314.9452 | 3994.5403 | 1754.0882 | 2432.5197 | 2560.857 | 1827.2627
11.1 |  |  | 2794.0997 | 3284.3675 | 4503.899 | 3994.0861 | 1726.0876 | 2431.977 | 2777.8114 | 1827.2627
11.9 |  |  | 2757.3148 | 3284.3675 | 4628.3483 | 3993.2639 | 1870.2244 | 2431.6183 | 2758.1239 | 1827.2627
12.5 |  |  | 2732.7393 | 3284.3675 | 4179.999 | 3993.1079 | 1743.4832 | 2431.4955 | 2436.5158 | 1827.2627
13.3 |  |  | 2747.4973 | 3284.3675 | 3937.7706 | 3993.0092 | 1742.3148 | 2431.0314 | 2195.4559 | 1827.2627
14.1 |  |  | 2822.1963 | 3284.3675 | 2047.3012 | 3992.8204 | 33.5257 | 2430.4495 | 2013.7755 | 1827.2627
13.8 |  |  | 2877.6774 | 3284.3675 | 3462.0419 | 3992.6783 | 1548.3698 | 2430.1483 | 1913.6721 | 1827.2627
13.6 |  |  | 2908.7427 | 3284.3675 | 3687.8764 | 3991.7851 | 1710.9291 | 2429.9057 | 1976.9473 | 1827.2627
13.1 |  |  | 2982.9358 | 3284.3675 | 4038.8193 | 3991.2146 | 1756.5505 | 2429.8158 | 2282.2688 | 1827.2627
14.6 |  |  | 3002.6349 | 3284.3675 | 2227.8767 | 3991.1175 | 30.656 | 2429.8134 | 2197.2207 | 1827.2627
14.6 |  |  | 3034.872 | 3284.3675 | 2158.8285 | 3990.7051 | 29.4747 | 2429.7429 | 2129.3539 | 1827.2627
13.9 |  |  | 2987.0147 | 3284.3675 | 2227.5151 | 3990.276 | 36.9097 | 2429.5439 | 2190.6053 | 1827.2627
12 |  |  | 2851.5888 | 3284.3675 | 1915.6134 | 3987.8311 | 38.9832 | 2429.0577 | 1876.6302 | 1827.2627
11.2 |  |  | 2652.8566 | 3284.3675 | 1640.4515 | 3987.6537 | 42.4539 | 2428.7909 | 1597.9976 | 1827.2627
10.2 |  |  | 2367.4882 | 3284.3675 | 2466.5917 | 3986.5505 | 1248.3425 | 2427.3941 | 1218.2492 | 1827.2627
9.9 |  |  | 2064.8451 | 3284.3675 | 1941.525 | 3986.0856 | 1061.0088 | 2427.1565 | 880.5162 | 1827.2627
9.7 |  |  | 1959.8992 | 3284.3675 | 1161.2066 | 3985.8726 | 578.1493 | 2427.0836 | 583.0573 | 1827.2627
7.5 |  |  | 1939.1767 | 3284.3675 | 1524.6199 | 3985.3176 | 1056.8595 | 2426.9796 | 467.7603 | 1827.2627
7.3 |  |  | 1931.8549 | 3284.3675 | 1530.1519 | 3985.1052 | 1121.0128 | 2425.3769 | 409.1392 | 1827.2627
7.2 |  |  | 1949.3697 | 3284.3675 | 1736.7996 | 3984.7429 | 1229.0715 | 2424.7695 | 507.7281 | 1827.2627
8.1 |  |  | 2056.6563 | 3284.3675 | 2221.4885 | 3984.6633 | 1315.7856 | 2424.6569 | 905.7029 | 1827.2627
10.1 |  |  | 2430.1995 | 3284.3675 | 2153.1365 | 3983.8762 | 325.8739 | 2424.4953 | 1827.2627 | 1827.2627
12 |  |  | 3088.7435 | 3284.3675 | 2813.6886 | 3983.2301 | 105.4603 | 2424.3332 | 2708.2283 | 1827.2627
11.6 |  |  | 3465.9389 | 3284.3675 | 2290.8075 | 3982.9165 | 96.8 | 2423.8087 | 2194.0075 | 1827.2627
13.4 |  |  | 3558.6781 | 3284.3675 | 2031.6677 | 3982.7755 | 82.2758 | 2423.5414 | 1949.3919 | 1827.2627
14.6 |  |  | 3536.0032 | 3284.3675 | 2026.5364 | 3982.5301 | 84.4621 | 2422.8727 | 1942.0744 | 1827.2627
14.3 |  |  | 3474.9051 | 3284.3675 | 1882.2775 | 3980.1366 | 141.3236 | 2422.7597 | 1740.9539 | 1827.2627
15.4 |  |  | 3436.6745 | 3284.3675 | 1826.0205 | 3980.0082 | 170.9698 | 2422.0057 | 1655.0507 | 1827.2627
15.5 |  |  | 3417.9482 | 3284.3675 | 1716.1839 | 3979.7122 | 105.9638 | 2421.8217 | 1610.22 | 1827.2627
15.7 |  |  | 3535.6669 | 3284.3675 | 1786.9532 | 3979.5441 | 76.5989 | 2421.8016 | 1710.3543 | 1827.2627
15.5 |  |  | 3562.1411 | 3284.3675 | 1812.1177 | 3979.4919 | 61.1616 | 2421.7597 | 1750.9562 | 1827.2627
15.1 |  |  | 3478.9495 | 3284.3675 | 2143.9392 | 3979.0289 | 49.9494 | 2421.6452 | 2093.9898 | 1827.2627
14.4 |  |  | 3321.0465 | 3284.3675 | 2520.2429 | 3977.7347 | 47.267 | 2421.5982 | 2472.9759 | 1827.2627
13 |  |  | 3255.5147 | 3284.3675 | 2506.6257 | 3976.9738 | 44.3667 | 2421.4356 | 2462.259 | 1827.2627
12.6 |  |  | 3274.1915 | 3284.3675 | 2418.8363 | 3976.0482 | 41.3173 | 2421.1538 | 2377.519 | 1827.2627
11.5 |  |  | 3240.8435 | 3284.3675 | 2390.2127 | 3975.7229 | 37.4336 | 2421.1342 | 2352.7791 | 1827.2627
10.8 |  |  | 3057.5957 | 3284.3675 | 3689.1404 | 3975.4787 | 1753.5041 | 2420.6737 | 1935.6363 | 1827.2627
10.2 |  |  | 2797.9335 | 3284.3675 | 3320.316 | 3974.8492 | 1534.0891 | 2420.3489 | 1786.227 | 1827.2627
10.1 |  |  | 2410.5555 | 3283.935 | 2837.3301 | 3974.3899 | 1382.3925 | 2420.0372 | 1454.9376 | 1827.2627
9.9 |  |  | 2064.8451 | 3283.935 | 1954.0806 | 3974.1587 | 1073.5644 | 2419.3251 | 880.5162 | 1827.2627
9.1 |  |  | 1959.8992 | 3283.935 | 1161.2734 | 3972.5212 | 578.2162 | 2419.2903 | 583.0573 | 1827.2627
8.8 |  |  | 1939.1767 | 3283.935 | 1432.3209 | 3972.3575 | 964.5606 | 2419.0812 | 467.7603 | 1827.2627
9.4 |  |  | 1931.8549 | 3283.935 | 1400.094 | 3971.7252 | 990.9548 | 2418.5683 | 409.1392 | 1827.2627
9.5 |  |  | 1949.3697 | 3283.935 | 1562.2922 | 3971.6565 | 1054.5642 | 2418.16 | 507.7281 | 1827.2627
9.7 |  |  | 2056.6563 | 3283.935 | 2037.1863 | 3970.6098 | 1131.4835 | 2418.1151 | 905.7029 | 1827.2627
9.4 |  |  | 2430.1995 | 3283.935 | 3784.9982 | 3969.7282 | 1957.7356 | 2417.8702 | 1827.2627 | 1827.2627
9.1 |  |  | 3088.7435 | 3283.935 | 4628.8951 | 3969.5667 | 1920.6667 | 2417.5386 | 2708.2283 | 1827.2627
8.9 |  |  | 3465.9389 | 3283.935 | 4182.5593 | 3969.2385 | 1988.5518 | 2417.1678 | 2194.0075 | 1827.2627
8.9 |  |  | 3558.6781 | 3283.935 | 3788.6507 | 3968.1087 | 1839.2588 | 2417.0948 | 1949.3919 | 1827.2627
8.1 |  |  | 3536.0032 | 3283.935 | 3902.1735 | 3967.7638 | 1960.0992 | 2417.0409 | 1942.0744 | 1827.2627
8.8 |  |  | 3474.9051 | 3283.935 | 3675.443 | 3967.5584 | 1934.4891 | 2416.8678 | 1740.9539 | 1827.2627
9.7 |  |  | 3436.6745 | 3282.6951 | 3488.4824 | 3966.9488 | 1833.4316 | 2416.4294 | 1655.0507 | 1827.2627
10.6 |  |  | 3417.9482 | 3281.5247 | 3347.4836 | 3966.7014 | 1737.2635 | 2415.9865 | 1610.22 | 1827.2627
10.6 |  |  | 3531.6199 | 3281.5247 | 3468.5926 | 3966.1199 | 1758.2383 | 2415.8898 | 1710.3543 | 1827.2627
10.5 |  |  | 3562.1411 | 3281.5247 | 3616.5631 | 3966.0262 | 1865.6069 | 2415.0077 | 1750.9562 | 1827.2627
10.2 |  |  | 3478.9495 | 3279.4647 | 4105.0052 | 3964.4492 | 2011.0153 | 2414.5524 | 2093.9898 | 1827.2627
8.2 |  |  | 3321.0465 | 3279.4647 | 4695.3978 | 3964.3341 | 2222.4218 | 2414.0725 | 2472.9759 | 1827.2627
9.2 |  |  | 3255.5147 | 3279.4647 | 4534.4423 | 3964.2667 | 2072.1833 | 2413.3502 | 2462.259 | 1827.2627
8.1 |  |  | 3274.1915 | 3279.4647 | 4464.5862 | 3963.3017 | 2087.0672 | 2412.9424 | 2377.519 | 1827.2627
8.1 |  |  | 3240.8435 | 3279.4647 | 4550.1706 | 3963.2329 | 2197.3915 | 2412.8709 | 2352.7791 | 1827.2627
8 |  |  | 3057.5957 | 3279.4647 | 4100.3435 | 3961.6792 | 2164.7072 | 2412.7964 | 1935.6363 | 1827.2627
7.7 |  |  | 2797.9335 | 3279.4647 | 3718.2551 | 3959.2175 | 1932.0281 | 2412.3978 | 1786.227 | 1827.2627
6.8 |  |  | 2410.5555 | 3279.4647 | 3335.9381 | 3958.6514 | 1881.0005 | 2412.2557 | 1454.9376 | 1827.2627
6.8 |  |  | 2064.8451 | 3279.4647 | 2404.4721 | 3957.8895 | 1523.9559 | 2411.8818 | 880.5162 | 1827.2627
6.8 |  |  | 1959.8992 | 3279.4647 | 2005.7401 | 3957.6277 | 1422.6829 | 2411.6092 | 583.0573 | 1827.2627
6.6 |  |  | 1939.1767 | 3279.4647 | 1909.5898 | 3957.1616 | 1441.8295 | 2411.3996 | 467.7603 | 1827.2627
7 |  |  | 1931.8549 | 3279.4647 | 1872.7568 | 3956.7199 | 1463.6176 | 2410.5351 | 409.1392 | 1827.2627
6.5 |  |  | 1949.3697 | 3279.4647 | 2098.4305 | 3955.2788 | 1590.7024 | 2409.7635 | 507.7281 | 1827.2627
6.6 |  |  | 2056.6563 | 3278.3083 | 2577.2913 | 3955.2309 | 1671.5884 | 2409.7053 | 905.7029 | 1827.2627
7 |  |  | 2430.1995 | 3277.4238 | 4246.3439 | 3954.4406 | 2419.0812 | 2409.3545 | 1827.2627 | 1827.2627
8.1 |  |  | 3088.7435 | 3275.9956 | 5154.3879 | 3954.3801 | 2446.1596 | 2409.0896 | 2708.2283 | 1827.2627
8.3 |  |  | 3465.9389 | 3275.6278 | 4615.809 | 3953.5495 | 2421.8016 | 2408.3388 | 2194.0075 | 1827.2627
9.6 |  |  | 3558.6781 | 3275.6278 | 3952.188 | 3952.7901 | 2002.7961 | 2408.2212 | 1949.3919 | 1827.2627
9.4 |  |  | 3536.0032 | 3275.6278 | 4027.8739 | 3952.525 | 2085.7995 | 2408.1189 | 1942.0744 | 1827.2627
8.9 |  |  | 3474.9051 | 3275.4563 | 3851.5885 | 3952.188 | 2110.6346 | 2407.065 | 1740.9539 | 1827.2627
10.6 |  |  | 3436.6745 | 3275.4563 | 3507.6789 | 3952.17 | 1852.6282 | 2407.0336 | 1655.0507 | 1827.2627
10.8 |  |  | 3417.9482 | 3275.4563 | 3467.2153 | 3951.9105 | 1856.9953 | 2406.7198 | 1610.22 | 1827.2627
11 |  |  | 3531.6199 | 3274.1915 | 3527.4424 | 3947.8603 | 1817.088 | 2405.7369 | 1710.3543 | 1827.2627
11.4 |  |  | 3562.1411 | 3274.1915 | 3598.0904 | 3947.8243 | 1847.1342 | 2405.4557 | 1750.9562 | 1827.2627
10.8 |  |  | 3478.9495 | 3274.1915 | 4135.5977 | 3947.4234 | 2041.6079 | 2403.9711 | 2093.9898 | 1827.2627
10.6 |  |  | 3321.0465 | 3274.1915 | 4599.5814 | 3946.7571 | 2126.6055 | 2403.9367 | 2472.9759 | 1786.227
9.7 |  |  | 3255.5147 | 3274.1915 | 4574.1724 | 3946.2432 | 2111.9134 | 2403.2225 | 2462.259 | 1786.227
10.2 |  |  | 3274.1915 | 3274.1915 | 4379.9949 | 3944.6264 | 2002.4759 | 2401.9827 | 2377.519 | 1786.227
8.7 |  |  | 3240.8435 | 3274.1915 | 4556.6834 | 3944.4609 | 2203.9043 | 2401.2532 | 2352.7791 | 1786.227
8.4 |  |  | 3057.5957 | 3274.1915 | 4121.4644 | 3943.3432 | 2185.8281 | 2400.6294 | 1935.6363 | 1786.227
7.8 |  |  | 2797.9335 | 3274.1915 | 3748.6774 | 3942.7901 | 1962.4504 | 2400.6068 | 1786.227 | 1786.227
7.7 |  |  | 2410.5555 | 3274.1915 | 3286.4807 | 3942.7732 | 1831.5431 | 2400.2734 | 1454.9376 | 1786.227
7.6 |  |  | 2064.8451 | 3274.1915 | 2364.5335 | 3939.7821 | 1484.0173 | 2400.1023 | 880.5162 | 1786.227
7.6 |  |  | 1959.8992 | 3274.1915 | 1950.5183 | 3939.6127 | 1367.461 | 2399.8438 | 583.0573 | 1786.227
7.2 |  |  | 1939.1767 | 3274.1915 | 1864.4251 | 3937.7706 | 1396.6647 | 2399.7189 | 467.7603 | 1786.227
7.3 |  |  | 1931.8549 | 3274.1915 | 1833.4802 | 3937.5014 | 1424.341 | 2399.3133 | 409.1392 | 1786.227
7.4 |  |  | 1949.3697 | 3274.1915 | 1998.1191 | 3937.2595 | 1490.391 | 2398.9855 | 507.7281 | 1786.227
7.8 |  |  | 2056.6563 | 3274.1915 | 2460.803 | 3935.9961 | 1555.1001 | 2397.5735 | 905.7029 | 1786.227
8.5 |  |  | 2430.1995 | 3274.1915 | 4089.9815 | 3935.6276 | 2262.7189 | 2396.8793 | 1827.2627 | 1786.227
9.4 |  |  | 3088.7435 | 3274.1915 | 4884.1322 | 3934.8047 | 2175.9038 | 2396.6782 | 2708.2283 | 1786.227
10.2 |  |  | 3465.9389 | 3274.1915 | 4328.9891 | 3934.0018 | 2134.9817 | 2396.1414 | 2194.0075 | 1786.227
10.1 |  |  | 3558.6781 | 3274.1915 | 3852.6613 | 3933.4495 | 1903.2694 | 2395.8366 | 1949.3919 | 1786.227
11.7 |  |  | 3536.0032 | 3274.1915 | 3744.8662 | 3933.144 | 1802.7918 | 2395.8026 | 1942.0744 | 1786.227
11.6 |  |  | 3474.9051 | 3274.1915 | 3520.6915 | 3932.8374 | 1779.7377 | 2395.3173 | 1740.9539 | 1786.227
12.3 |  |  | 3436.6745 | 3274.1915 | 3331.3607 | 3932.4651 | 1676.31 | 2395.2051 | 1655.0507 | 1786.227
12.9 |  |  | 3417.9482 | 3274.1915 | 3197.2106 | 3931.523 | 1586.9905 | 2395.1273 | 1610.22 | 1786.227
13.2 |  |  | 3531.6199 | 3274.1915 | 3246.6056 | 3931.2717 | 1536.2512 | 2394.9648 | 1710.3543 | 1786.227
13.9 |  |  | 3562.1411 | 3274.1915 | 3276.4393 | 3930.9916 | 1525.4831 | 2394.1658 | 1750.9562 | 1786.227
14.3 |  |  | 3478.9495 | 3274.1915 | 2143.9392 | 3930.7509 | 49.9494 | 2393.217 | 2093.9898 | 1786.227
14.4 |  |  | 3321.0465 | 3274.1915 | 2520.2429 | 3929.9959 | 47.267 | 2392.7958 | 2472.9759 | 1786.227
14.6 |  |  | 3255.5147 | 3274.1915 | 2506.6257 | 3925.6372 | 44.3667 | 2391.4568 | 2462.259 | 1786.227
14.3 |  |  | 3274.1915 | 3274.1915 | 2418.8363 | 3925.4512 | 41.3173 | 2391.2521 | 2377.519 | 1786.227
14.1 |  |  | 3240.8435 | 3274.1915 | 2390.0648 | 3925.0928 | 37.2857 | 2390.7027 | 2352.7791 | 1786.227
13.2 |  |  | 3057.5957 | 3274.1915 | 1977.4076 | 3923.025 | 41.7713 | 2389.5159 | 1935.6363 | 1786.227
11.8 |  |  | 2797.9335 | 3274.1915 | 1834.5282 | 3922.9019 | 48.3012 | 2389.2969 | 1786.227 | 1786.227
10.7 |  |  | 2410.5555 | 3274.1915 | 2852.1118 | 3922.006 | 1397.1742 | 2388.7308 | 1454.9376 | 1786.227
9.9 |  |  | 2064.8451 | 3274.1915 | 2006.4466 | 3921.9674 | 1125.9304 | 2388.3724 | 880.5162 | 1786.227
8.4 |  |  | 1959.8992 | 3274.1915 | 1662.4543 | 3921.5356 | 1079.397 | 2386.4746 | 583.0573 | 1786.227
8.1 |  |  | 1939.1767 | 3274.1915 | 1545.5058 | 3921.2713 | 1077.7454 | 2386.2608 | 467.7603 | 1786.227
7.2 |  |  | 1931.8549 | 3274.1915 | 1575.4841 | 3921.2214 | 1166.3449 | 2386.1826 | 409.1392 | 1786.227
7.7 |  |  | 1949.3697 | 3274.1915 | 1719.7994 | 3921.1711 | 1212.0713 | 2384.2863 | 507.7281 | 1786.227
9.7 |  |  | 2056.6563 | 3274.1915 | 2110.4 | 3921.0956 | 1204.6971 | 2384.1065 | 905.7029 | 1786.227
10.7 |  |  | 2430.1995 | 3274.1915 | 2152.792 | 3920.4572 | 325.5293 | 2383.9029 | 1827.2627 | 1786.227
11.9 |  |  | 3088.7435 | 3274.1915 | 2813.6844 | 3919.455 | 105.4561 | 2383.7766 | 2708.2283 | 1786.227
12.4 |  |  | 3465.9389 | 3274.1915 | 2290.3195 | 3918.3627 | 96.312 | 2383.0439 | 2194.0075 | 1786.227
13.2 |  |  | 3558.6781 | 3274.1915 | 2031.6677 | 3918.2921 | 82.2758 | 2382.9435 | 1949.3919 | 1786.227
14.1 |  |  | 3536.0032 | 3274.1915 | 2026.5364 | 3917.5482 | 84.4621 | 2382.8633 | 1942.0744 | 1786.227
15.8 |  |  | 3493.0321 | 3274.1915 | 1882.2775 | 3916.8225 | 141.3236 | 2382.632 | 1740.9539 | 1786.227
17 |  |  | 3481.4419 | 3271.0982 | 1826.0205 | 3916.4698 | 170.9698 | 2382.6059 | 1655.0507 | 1786.227
18.2 |  |  | 3527.1366 | 3262.8721 | 1716.1839 | 3916.3423 | 105.9638 | 2382.5907 | 1610.22 | 1786.227
19.3 |  |  | 3684.9579 | 3262.8721 | 1786.9532 | 3915.5666 | 76.5989 | 2382.2756 | 1710.3543 | 1786.227
20.2 |  |  | 3750.3425 | 3262.8721 | 1812.1177 | 3915.1057 | 61.1616 | 2382.2619 | 1750.9562 | 1786.227
21 |  |  | 3631.1636 | 3262.8721 | 2143.9392 | 3914.8562 | 49.9494 | 2382.0446 | 2093.9898 | 1786.227
21.7 |  |  | 3399.6586 | 3262.8721 | 2520.2429 | 3914.8354 | 47.267 | 2381.9067 | 2472.9759 | 1786.227
21.5 |  |  | 3256.3386 | 3262.8721 | 2506.6257 | 3914.8196 | 44.3667 | 2380.5766 | 2462.259 | 1786.227
21.3 |  |  | 3278.3083 | 3262.8721 | 2418.8363 | 3914.5664 | 41.3173 | 2380.4851 | 2377.519 | 1786.227
20.8 |  |  | 3240.8435 | 3262.8721 | 2390.0648 | 3914.2106 | 37.2857 | 2380.2176 | 2352.7791 | 1786.227
19.7 |  |  | 3057.5957 | 3262.8721 | 1977.4076 | 3913.8358 | 41.7713 | 2379.8561 | 1935.6363 | 1786.227
16.8 |  |  | 2797.9335 | 3262.8721 | 1834.5282 | 3913.829 | 48.3012 | 2378.8862 | 1786.227 | 1786.227
18.2 |  |  | 2410.5555 | 3262.8721 | 1546.5115 | 3913.2061 | 91.5739 | 2378.2666 | 1454.9376 | 1786.227
18.5 |  |  | 2170.8996 | 3262.8721 | 1349.4976 | 3911.5438 | 290.8002 | 2378.0506 | 1058.6973 | 1786.227
18.2 |  |  | 2039.5425 | 3262.8721 | 1235.0092 | 3908.928 | 514.5508 | 2377.6736 | 720.4584 | 1786.227
15.7 |  |  | 1972.3175 | 3258.4471 | 1170.9742 | 3908.9142 | 643.5951 | 2377.5785 | 527.379 | 1786.227
14.8 |  |  | 1931.2049 | 3256.3386 | 1153.2228 | 3908.5705 | 728.3242 | 2377.5543 | 424.8986 | 1786.227
13.9 |  |  | 1925.5827 | 3255.5147 | 1134.9511 | 3908.3584 | 716.2499 | 2377.469 | 418.7012 | 1786.227
16.2 |  |  | 1945.6726 | 3255.5147 | 1162.8005 | 3905.6906 | 650.4679 | 2377.3033 | 512.3326 | 1786.227
17.3 |  |  | 2051.1164 | 3255.5147 | 1722.051 | 3905.423 | 1122.8838 | 2376.8267 | 599.1672 | 1786.227
18.1 |  |  | 2295.3477 | 3255.5147 | 1696.8352 | 3904.9848 | 657.7615 | 2376.7286 | 1039.0737 | 1786.227
18.7 |  |  | 2606.6894 | 3255.5147 | 1778.7215 | 3904.7343 | 36.2478 | 2376.7226 | 1742.4737 | 1786.227
19.4 |  |  | 2825.7747 | 3255.5147 | 2598.4519 | 3904.5607 | 37.5949 | 2376.7179 | 2560.857 | 1786.227
20 |  |  | 2866.7226 | 3255.5147 | 2817.3864 | 3904.3353 | 39.575 | 2376.4108 | 2777.8114 | 1786.227
21 |  |  | 2832.1009 | 3255.5147 | 2796.1555 | 3903.2956 | 38.0316 | 2375.9453 | 2758.1239 | 1786.227
22.1 |  |  | 2808.3123 | 3255.5147 | 2477.6222 | 3903.1034 | 41.1064 | 2375.8672 | 2436.5158 | 1786.227
23.1 |  |  | 2822.4775 | 3255.5147 | 2233.3096 | 3902.7365 | 37.8538 | 2375.3911 | 2195.4559 | 1786.227
23.8 |  |  | 2890.4173 | 3255.5147 | 2053.5406 | 3902.1735 | 39.7652 | 2374.9468 | 2013.7755 | 1786.227
24.2 |  |  | 2937.5598 | 3255.5147 | 1953.0538 | 3901.522 | 39.3817 | 2374.7087 | 1913.6721 | 1786.227
24.5 |  |  | 2962.0116 | 3255.5147 | 2012.9512 | 3901.2026 | 36.0039 | 2374.66 | 1976.9473 | 1786.227
24.7 |  |  | 3031.4344 | 3255.5147 | 2314.619 | 3900.9589 | 32.3502 | 2374.3496 | 2282.2688 | 1786.227
23.6 |  |  | 3039.5574 | 3255.5147 | 2232.988 | 3900.7412 | 35.7672 | 2374.2857 | 2197.2207 | 1786.227
22.5 |  |  | 3059.2805 | 3255.5147 | 2163.3434 | 3900.6967 | 33.9895 | 2374.1086 | 2129.3539 | 1786.227
21.6 |  |  | 3002.1877 | 3255.5147 | 2231.2403 | 3898.8252 | 40.635 | 2373.9868 | 2190.6053 | 1786.227
20.1 |  |  | 2860.879 | 3255.5147 | 1917.902 | 3898.1998 | 41.2719 | 2373.8541 | 1876.6302 | 1786.227
18.9 |  |  | 2659.3176 | 3255.5147 | 1641.6598 | 3897.9089 | 43.6622 | 2373.3871 | 1597.9976 | 1786.227
17.8 |  |  | 2372.1116 | 3255.5147 | 1447.6385 | 3897.2779 | 229.3894 | 2373.2791 | 1218.2492 | 1786.227
16.3 |  |  | 2167.4225 | 3255.5147 | 1349.4589 | 3896.7279 | 290.7616 | 2373.1508 | 1058.6973 | 1786.227
15.5 |  |  | 2037.5954 | 3255.5147 | 1235.0807 | 3894.3716 | 514.6223 | 2371.7818 | 720.4584 | 1786.227
14.8 |  |  | 1970.1404 | 3255.5147 | 1171.0378 | 3891.5272 | 643.6587 | 2371.1033 | 527.379 | 1786.227
14.8 |  |  | 1930.0555 | 3255.5147 | 1152.5902 | 3890.7105 | 727.6916 | 2370.8711 | 424.8986 | 1786.227
15.8 |  |  | 1923.591 | 3255.5147 | 1134.3384 | 3890.4406 | 715.6372 | 2370.8422 | 418.7012 | 1786.227
17.2 |  |  | 1942.6169 | 3255.5147 | 1162.2629 | 3890.2555 | 649.9302 | 2370.6947 | 512.3326 | 1786.227
16.2 |  |  | 2044.6577 | 3255.5147 | 1720.6943 | 3890.1226 | 1121.5271 | 2369.3613 | 599.1672 | 1786.227
18.2 |  |  | 2284.0231 | 3255.5147 | 1694.9906 | 3889.4769 | 655.9169 | 2369.3379 | 1039.0737 | 1786.227
19.7 |  |  | 2578.0961 | 3255.5147 | 1775.9058 | 3887.8436 | 33.432 | 2368.4536 | 1742.4737 | 1786.227
20.7 |  |  | 2771.3095 | 3255.5147 | 2595.2388 | 3886.7959 | 34.3818 | 2367.6249 | 2560.857 | 1786.227
21.8 |  |  | 2794.0997 | 3255.5147 | 2812.8556 | 3886.6893 | 35.0442 | 2366.4657 | 2777.8114 | 1786.227
23.6 |  |  | 2757.3148 | 3255.5147 | 2790.5696 | 3885.5834 | 32.4458 | 2365.8769 | 2758.1239 | 1786.227
23.8 |  |  | 2732.7393 | 3255.5147 | 2471.5769 | 3885.2871 | 35.0611 | 2365.643 | 2436.5158 | 1786.227
24.1 |  |  | 2747.4973 | 3255.5147 | 2226.8849 | 3885.0963 | 31.4291 | 2365.634 | 2195.4559 | 1786.227
24.9 |  |  | 2822.1963 | 3255.5147 | 2047.3012 | 3884.7061 | 33.5257 | 2365.3761 | 2013.7755 | 1786.227
24.6 |  |  | 2877.6774 | 3255.5147 | 1946.7818 | 3883.9953 | 33.1096 | 2365.2457 | 1913.6721 | 1786.227
24.5 |  |  | 2908.7427 | 3255.5147 | 2007.3172 | 3883.7246 | 30.37 | 2365.1289 | 1976.9473 | 1786.227
24 |  |  | 2982.9358 | 3255.5147 | 2309.4961 | 3882.0941 | 27.2273 | 2364.809 | 2282.2688 | 1786.227
23.9 |  |  | 3002.6349 | 3255.5147 | 2227.8767 | 3881.4708 | 30.656 | 2364.1074 | 2197.2207 | 1786.227
23.5 |  |  | 3034.872 | 3255.5147 | 2158.8285 | 3880.228 | 29.4747 | 2363.9309 | 2129.3539 | 1786.227
22.3 |  |  | 2987.0147 | 3255.5147 | 2227.5151 | 3878.8603 | 36.9097 | 2362.6419 | 2190.6053 | 1786.227
21.2 |  |  | 2851.5888 | 3255.5147 | 1915.6134 | 3877.3973 | 38.9832 | 2362.6186 | 1876.6302 | 1786.227
19.1 |  |  | 2652.8566 | 3255.5147 | 1640.4515 | 3873.9721 | 42.4539 | 2362.5721 | 1597.9976 | 1786.227
18.4 |  |  | 2367.4882 | 3255.5147 | 1447.4493 | 3873.8507 | 229.2001 | 2361.6472 | 1218.2492 | 1786.227
17.6 |  |  | 2064.8451 | 3255.5147 | 1259.9789 | 3871.0922 | 379.4627 | 2360.8305 | 880.5162 | 1786.227
16.3 |  |  | 1959.8992 | 3254.2301 | 1160.8024 | 3870.9035 | 577.7451 | 2360.6539 | 583.0573 | 1786.227
15.5 |  |  | 1939.1767 | 3251.336 | 1110.5211 | 3870.6036 | 642.7607 | 2359.9662 | 467.7603 | 1786.227
14.7 |  |  | 1931.8549 | 3251.336 | 1098.042 | 3870.035 | 688.9028 | 2359.3402 | 409.1392 | 1786.227
14.5 |  |  | 1949.3697 | 3251.336 | 1140.6001 | 3868.8864 | 632.872 | 2359.328 | 507.7281 | 1786.227
14.9 |  |  | 2056.6563 | 3248.0281 | 1336.6722 | 3868.7897 | 430.9694 | 2358.3502 | 905.7029 | 1786.227
17 |  |  | 2430.1995 | 3248.0281 | 2151.8569 | 3868.6461 | 324.5943 | 2357.6936 | 1827.2627 | 1786.227
18.9 |  |  | 3088.7435 | 3248.0281 | 2813.5766 | 3868.0664 | 105.3482 | 2356.443 | 2708.2283 | 1786.227
18.3 |  |  | 3465.9389 | 3248.0281 | 2290.1465 | 3868.049 | 96.1391 | 2356.2707 | 2194.0075 | 1786.227
19.8 |  |  | 3573.2864 | 3248.0281 | 2031.6677 | 3867.3358 | 82.2758 | 2356.1298 | 1949.3919 | 1786.227
20.3 |  |  | 3697.0802 | 3248.0281 | 2026.5364 | 3866.4106 | 84.4621 | 2356.0204 | 1942.0744 | 1786.227
21.8 |  |  | 3703.9113 | 3248.0281 | 1882.2775 | 3865.7332 | 141.3236 | 2355.6179 | 1740.9539 | 1786.227
23.6 |  |  | 3774.4233 | 3248.0281 | 1826.0205 | 3865.5369 | 170.9698 | 2354.6988 | 1655.0507 | 1786.227
23.9 |  |  | 3788.7212 | 3248.0281 | 1716.1839 | 3865.1199 | 105.9638 | 2353.8932 | 1610.22 | 1786.227
24 |  |  | 3948.3609 | 3248.0281 | 1786.9532 | 3865.0898 | 76.5989 | 2352.5883 | 1710.3543 | 1786.227
24.3 |  |  | 3967.3133 | 3248.0281 | 1812.1177 | 3864.9797 | 61.1616 | 2352.5702 | 1750.9562 | 1786.227
24 |  |  | 3781.7292 | 3248.0281 | 2143.9392 | 3863.6719 | 49.9494 | 2352.3714 | 2093.9898 | 1786.227
24.1 |  |  | 3458.2267 | 3248.0281 | 2520.2429 | 3863.2965 | 47.267 | 2352.1227 | 2472.9759 | 1786.227
22.9 |  |  | 3271.0982 | 3248.0281 | 2506.6257 | 3863.008 | 44.3667 | 2351.8882 | 2462.259 | 1786.227
22.9 |  |  | 3296.8095 | 3248.0281 | 2418.8363 | 3862.5163 | 41.3173 | 2351.7015 | 2377.519 | 1786.227
21.9 |  |  | 3240.8435 | 3248.0281 | 2390.0648 | 3861.7134 | 37.2857 | 2351.1328 | 2352.7791 | 1786.227
20.1 |  |  | 3057.5957 | 3248.0281 | 1977.4076 | 3859.3882 | 41.7713 | 2349.3046 | 1935.6363 | 1786.227
18.2 |  |  | 2797.9335 | 3248.0281 | 1834.5282 | 3859.378 | 48.3012 | 2349.2033 | 1786.227 | 1786.227
16.9 |  |  | 2410.5555 | 3248.0281 | 1546.5115 | 3859.3626 | 91.5739 | 2348.9975 | 1454.9376 | 1786.227
16.1 |  |  | 2064.8451 | 3248.0281 | 1259.9789 | 3859.0928 | 379.4627 | 2348.7603 | 880.5162 | 1786.227
15.2 |  |  | 1959.8992 | 3248.0281 | 1160.8024 | 3858.3212 | 577.7451 | 2348.6354 | 583.0573 | 1786.227
14.1 |  |  | 1939.1767 | 3248.0281 | 1110.5211 | 3858.1914 | 642.7607 | 2348.2912 | 467.7603 | 1786.227
13.8 |  |  | 1931.8549 | 3248.0281 | 1098.042 | 3857.367 | 688.9028 | 2348.0833 | 409.1392 | 1786.227
14 |  |  | 1949.3697 | 3248.0281 | 1140.6001 | 3856.0267 | 632.872 | 2347.9939 | 507.7281 | 1786.227
13.5 |  |  | 2056.6563 | 3248.0281 | 1336.6722 | 3855.7482 | 430.9694 | 2347.6414 | 905.7029 | 1786.227
13.6 |  |  | 2430.1995 | 3245.9702 | 2151.8569 | 3855.0907 | 324.5943 | 2346.9756 | 1827.2627 | 1786.227
13.8 |  |  | 3088.7435 | 3245.9702 | 2813.5766 | 3855.0693 | 105.3482 | 2346.19 | 2708.2283 | 1786.227
15.1 |  |  | 3465.9389 | 3245.9702 | 2290.1465 | 3854.4716 | 96.1391 | 2345.5219 | 2194.0075 | 1786.227
16.5 |  |  | 3561.3147 | 3241.6744 | 2031.6677 | 3853.7065 | 82.2758 | 2344.3693 | 1949.3919 | 1786.227
18 |  |  | 3622.8244 | 3241.6744 | 2026.5364 | 3852.9552 | 84.4621 | 2344.2726 | 1942.0744 | 1786.227
18.8 |  |  | 3597.9145 | 3241.6744 | 1882.2775 | 3852.6613 | 141.3236 | 2343.8979 | 1740.9539 | 1786.227
20.2 |  |  | 3619.6917 | 3241.6744 | 1826.0205 | 3852.3025 | 170.9698 | 2341.6651 | 1655.0507 | 1786.227
20.5 |  |  | 3629.7009 | 3241.6744 | 1716.1839 | 3851.9 | 105.9638 | 2341.5498 | 1610.22 | 1786.227
22.2 |  |  | 3846.967 | 3241.6744 | 1786.9532 | 3851.8698 | 76.5989 | 2340.7157 | 1710.3543 | 1786.227
21.9 |  |  | 3839.1826 | 3240.8435 | 1812.1177 | 3851.7192 | 61.1616 | 2340.6534 | 1750.9562 | 1786.227
21.5 |  |  | 3654.7492 | 3240.8435 | 2143.9392 | 3851.5885 | 49.9494 | 2339.8233 | 2093.9898 | 1786.227
21.5 |  |  | 3394.7779 | 3240.8435 | 2520.2429 | 3851.1199 | 47.267 | 2339.537 | 2472.9759 | 1786.227
20.7 |  |  | 3255.5147 | 3240.8435 | 2506.6257 | 3850.9978 | 44.3667 | 2339.435 | 2462.259 | 1786.227
20.5 |  |  | 3274.1915 | 3240.8435 | 2418.8363 | 3849.2668 | 41.3173 | 2338.6156 | 2377.519 | 1786.227
19.9 |  |  | 3240.8435 | 3240.8435 | 2390.0648 | 3848.2958 | 37.2857 | 2338.2136 | 2352.7791 | 1786.227
18.3 |  |  | 3057.5957 | 3240.8435 | 1977.4076 | 3847.0728 | 41.7713 | 2337.4043 | 1935.6363 | 1786.227
16.8 |  |  | 2797.9335 | 3240.8435 | 1834.5282 | 3845.7228 | 48.3012 | 2337.3573 | 1786.227 | 1786.227
15.5 |  |  | 2410.5555 | 3240.8435 | 1546.5115 | 3845.2695 | 91.5739 | 2337.3067 | 1454.9376 | 1786.227
14.6 |  |  | 2064.8451 | 3240.8435 | 1259.9789 | 3845.0957 | 379.4627 | 2337.0268 | 880.5162 | 1786.227
13.9 |  |  | 1959.8992 | 3240.8435 | 1160.8024 | 3844.826 | 577.7451 | 2336.5014 | 583.0573 | 1786.227
13.4 |  |  | 1939.1767 | 3240.8435 | 1110.5211 | 3844.588 | 642.7607 | 2336.4725 | 467.7603 | 1786.227
13 |  |  | 1931.8549 | 3240.8435 | 1098.042 | 3842.6659 | 688.9028 | 2336.1655 | 409.1392 | 1786.227
13.3 |  |  | 1949.3697 | 3240.8435 | 1140.6001 | 3841.4368 | 632.872 | 2334.9082 | 507.7281 | 1786.227
13.6 |  |  | 2056.6563 | 3240.8435 | 1336.6722 | 3840.3408 | 430.9694 | 2334.6783 | 905.7029 | 1786.227
14.3 |  |  | 2430.1995 | 3240.8435 | 2151.8569 | 3840.2855 | 324.5943 | 2334.0612 | 1827.2627 | 1786.227
15 |  |  | 3088.7435 | 3240.8435 | 2813.5766 | 3840.2325 | 105.3482 | 2333.5027 | 2708.2283 | 1786.227
17.2 |  |  | 3465.9389 | 3240.8435 | 2290.1465 | 3839.4025 | 96.1391 | 2333.3349 | 2194.0075 | 1786.227
18.3 |  |  | 3567.8447 | 3240.8435 | 2031.6677 | 3837.9745 | 82.2758 | 2332.8942 | 1949.3919 | 1786.227
19.6 |  |  | 3674.4806 | 3240.8435 | 2026.5364 | 3837.5034 | 84.4621 | 2332.366 | 1942.0744 | 1786.227
20 |  |  | 3639.8675 | 3240.8435 | 1882.2775 | 3837.1663 | 141.3236 | 2331.7978 | 1740.9539 | 1786.227
20.6 |  |  | 3636.973 | 3240.8435 | 1826.0205 | 3836.9822 | 170.9698 | 2331.5003 | 1655.0507 | 1786.227
20.5 |  |  | 3629.7009 | 3240.8435 | 1716.1839 | 3836.9511 | 105.9638 | 2331.4998 | 1610.22 | 1786.227
20.4 |  |  | 3745.5732 | 3240.8435 | 1786.9532 | 3836.0856 | 76.5989 | 2330.0359 | 1710.3543 | 1786.227
19.9 |  |  | 3735.6749 | 3240.8435 | 1812.1177 | 3835.6184 | 61.1616 | 2329.1546 | 1750.9562 | 1786.227
20 |  |  | 3586.5403 | 3240.8435 | 2143.9392 | 3835.3126 | 49.9494 | 2329.0418 | 2093.9898 | 1786.227
19.6 |  |  | 3354.5569 | 3240.8435 | 2520.2429 | 3834.7326 | 47.267 | 2329.0315 | 2472.9759 | 1786.227
18.5 |  |  | 3255.5147 | 3240.8435 | 2506.6257 | 3834.3431 | 44.3667 | 2328.8255 | 2462.259 | 1786.227
18 |  |  | 3274.1915 | 3240.8435 | 2418.8363 | 3833.5207 | 41.3173 | 2328.5354 | 2377.519 | 1786.227
17.8 |  |  | 3240.8435 | 3240.8435 | 2390.0648 | 3832.5735 | 37.2857 | 2327.9418 | 2352.7791 | 1786.227
16.5 |  |  | 3057.5957 | 3240.8435 | 1977.4076 | 3832.4163 | 41.7713 | 2327.8412 | 1935.6363 | 1786.227
14.9 |  |  | 2797.9335 | 3240.8435 | 1834.5282 | 3832.2848 | 48.3012 | 2327.4729 | 1786.227 | 1786.227
13.6 |  |  | 2410.5555 | 3240.8435 | 1546.5115 | 3830.9617 | 91.5739 | 2326.7585 | 1454.9376 | 1786.227
12.2 |  |  | 2064.8451 | 3240.8435 | 1259.9789 | 3830.7854 | 379.4627 | 2326.6994 | 880.5162 | 1786.227
11.7 |  |  | 1959.8992 | 3240.8435 | 1160.8024 | 3830.5403 | 577.7451 | 2326.1917 | 583.0573 | 1786.227
10.3 |  |  | 1939.1767 | 3240.8435 | 1109.9814 | 3830.2865 | 642.2211 | 2326.0447 | 467.7603 | 1786.227
9.9 |  |  | 1931.8549 | 3240.8435 | 969.6057 | 3830.0481 | 560.4665 | 2325.9411 | 409.1392 | 1786.227
9.6 |  |  | 1949.3697 | 3240.8435 | 1203.4004 | 3828.2167 | 695.6723 | 2325.4032 | 507.7281 | 1786.227
11.9 |  |  | 2056.6563 | 3240.8435 | 1336.5711 | 3828.1712 | 430.8682 | 2325.2878 | 905.7029 | 1786.227
14 |  |  | 2430.1995 | 3240.8435 | 2151.8569 | 3827.7063 | 324.5943 | 2325.2763 | 1827.2627 | 1786.227
14.4 |  |  | 3088.7435 | 3240.8435 | 2813.5766 | 3827.2134 | 105.3482 | 2324.5323 | 2708.2283 | 1786.227
15.3 |  |  | 3465.9389 | 3240.8435 | 2290.1465 | 3826.9117 | 96.1391 | 2324.2334 | 2194.0075 | 1786.227
16.3 |  |  | 3560.5891 | 3240.8435 | 2031.6677 | 3826.6239 | 82.2758 | 2324.0558 | 1949.3919 | 1786.227
18.1 |  |  | 3626.0529 | 3240.8435 | 2026.5364 | 3824.5012 | 84.4621 | 2323.5168 | 1942.0744 | 1786.227
19.5 |  |  | 3622.3871 | 3240.8435 | 1882.2775 | 3823.9879 | 141.3236 | 2322.5057 | 1740.9539 | 1786.227
20.7 |  |  | 3641.2933 | 3240.8435 | 1826.0205 | 3823.9831 | 170.9698 | 2320.3313 | 1655.0507 | 1786.227
21.5 |  |  | 3674.2941 | 3240.8435 | 1716.1839 | 3823.7496 | 105.9638 | 2320.1897 | 1610.22 | 1786.227
21.9 |  |  | 3830.0681 | 3240.8435 | 1786.9532 | 3823.3423 | 76.5989 | 2319.68 | 1710.3543 | 1786.227
22.6 |  |  | 3876.5541 | 3240.8435 | 1812.1177 | 3822.5146 | 61.1616 | 2319.2856 | 1750.9562 | 1786.227
22.1 |  |  | 3685.2244 | 3240.8435 | 2143.9392 | 3822.383 | 49.9494 | 2318.7308 | 2093.9898 | 1786.227
20.8 |  |  | 3377.3208 | 3240.8435 | 2520.2429 | 3821.7951 | 47.267 | 2317.8465 | 2472.9759 | 1786.227
19.6 |  |  | 3255.5147 | 3229.4675 | 2506.6257 | 3821.1403 | 44.3667 | 2317.7193 | 2462.259 | 1786.227
19.1 |  |  | 3274.1915 | 3229.4675 | 2418.8363 | 3820.3719 | 41.3173 | 2317.5377 | 2377.519 | 1786.227
15.8 |  |  | 3240.8435 | 3229.4675 | 2390.0648 | 3819.962 | 37.2857 | 2316.766 | 2352.7791 | 1786.227
12.9 |  |  | 3057.5957 | 3229.4675 | 1977.4076 | 3818.4675 | 41.7713 | 2316.5688 | 1935.6363 | 1786.227
11.1 |  |  | 2797.9335 | 3229.4675 | 1834.5282 | 3818.2105 | 48.3012 | 2315.9123 | 1786.227 | 1786.227
9.9 |  |  | 2410.5555 | 3229.4675 | 2596.7989 | 3816.9752 | 1141.8613 | 2315.4832 | 1454.9376 | 1786.227
9.4 |  |  | 2064.8451 | 3229.4675 | 1692.6286 | 3816.9697 | 812.1124 | 2315.395 | 880.5162 | 1786.227
8.7 |  |  | 1959.8992 | 3229.4675 | 1270.0405 | 3816.299 | 686.9832 | 2315.0667 | 583.0573 | 1786.227
8.5 |  |  | 1939.1767 | 3229.4675 | 1100.606 | 3815.0703 | 632.8456 | 2313.8824 | 467.7603 | 1786.227
8.1 |  |  | 1931.8549 | 3229.4675 | 1096.4527 | 3814.1889 | 687.3136 | 2313.7234 | 409.1392 | 1786.227
8.7 |  |  | 1949.3697 | 3229.4675 | 1328.4748 | 3813.8327 | 820.7467 | 2312.9137 | 507.7281 | 1786.227
9.1 |  |  | 2056.6563 | 3229.4675 | 1800.2152 | 3813.2374 | 894.5124 | 2312.5949 | 905.7029 | 1786.227
9.7 |  |  | 2430.1995 | 3229.4675 | 3539.6218 | 3812.6057 | 1712.3592 | 2312.5645 | 1827.2627 | 1786.227
10.2 |  |  | 3088.7435 | 3229.4675 | 2813.3249 | 3812.1337 | 105.0966 | 2312.5419 | 2708.2283 | 1786.227
10.7 |  |  | 3465.9389 | 3229.4675 | 3738.5215 | 3811.6674 | 1544.514 | 2312.1571 | 2194.0075 | 1786.227
11.6 |  |  | 3558.6781 | 3229.4675 | 3350.6737 | 3808.8003 | 1401.2818 | 2312.1178 | 1949.3919 | 1786.227
14.1 |  |  | 3536.0032 | 3229.4675 | 2026.5364 | 3808.0521 | 84.4621 | 2311.1193 | 1942.0744 | 1786.227
13.8 |  |  | 3474.9051 | 3229.4675 | 1881.3109 | 3808.0186 | 140.357 | 2310.2766 | 1740.9539 | 1786.227
14.7 |  |  | 3436.6745 | 3229.4675 | 1826.0205 | 3807.5896 | 170.9698 | 2309.6706 | 1655.0507 | 1786.227
15.8 |  |  | 3422.4604 | 3229.4675 | 1716.1839 | 3807.0205 | 105.9638 | 2309.5461 | 1610.22 | 1786.227
17.4 |  |  | 3583.1022 | 3229.4675 | 1786.9532 | 3806.1829 | 76.5989 | 2309.3983 | 1710.3543 | 1786.227
18.2 |  |  | 3652.5583 | 3229.4675 | 1812.1177 | 3805.5789 | 61.1616 | 2309.2814 | 1750.9562 | 1786.227
19.2 |  |  | 3550.8417 | 3229.4675 | 2143.9392 | 3805.0198 | 49.9494 | 2308.7482 | 2093.9898 | 1786.227
19.2 |  |  | 3346.9689 | 3229.4675 | 2520.2429 | 3804.7776 | 47.267 | 2308.2675 | 2472.9759 | 1786.227
19.2 |  |  | 3255.5147 | 3229.4675 | 2506.6257 | 3803.8535 | 44.3667 | 2307.7437 | 2462.259 | 1786.227
19.4 |  |  | 3274.1915 | 3222.1939 | 2418.8363 | 3803.6979 | 41.3173 | 2307.1176 | 2377.519 | 1786.227
17.8 |  |  | 3240.8435 | 3222.1939 | 2390.0648 | 3803.2288 | 37.2857 | 2306.9948 | 2352.7791 | 1786.227
17.1 |  |  | 3057.5957 | 3222.1939 | 1977.4076 | 3802.1482 | 41.7713 | 2306.9516 | 1935.6363 | 1786.227
16.4 |  |  | 2797.9335 | 3219.1368 | 1834.5282 | 3801.8047 | 48.3012 | 2306.6134 | 1786.227 | 1786.227
15.2 |  |  | 2410.5555 | 3209.8467 | 1546.5115 | 3800.7966 | 91.5739 | 2306.3669 | 1454.9376 | 1786.227
13.3 |  |  | 2170.8996 | 3208.4069 | 1349.4976 | 3800.2796 | 290.8002 | 2305.8707 | 1058.6973 | 1786.227
12.1 |  |  | 2039.5425 | 3208.4069 | 1235.0092 | 3798.6994 | 514.5508 | 2305.0015 | 720.4584 | 1786.227
11.2 |  |  | 1972.3175 | 3208.4069 | 1171.0812 | 3798.496 | 643.7021 | 2303.7031 | 527.379 | 1786.227
10.5 |  |  | 1931.2049 | 3208.4069 | 1153.5616 | 3798.0525 | 728.663 | 2302.9861 | 424.8986 | 1786.227
10.5 |  |  | 1925.5827 | 3208.4069 | 1135.2053 | 3797.9644 | 716.5041 | 2301.9876 | 418.7012 | 1786.227
10.7 |  |  | 1945.6726 | 3208.4069 | 1195.352 | 3797.8907 | 683.0194 | 2301.7476 | 512.3326 | 1786.227
10.6 |  |  | 2051.1164 | 3208.4069 | 1944.116 | 3797.5004 | 1344.9487 | 2301.4724 | 599.1672 | 1786.227
11.2 |  |  | 2295.3477 | 3208.4069 | 2212.2556 | 3796.5764 | 1173.1819 | 2301.4486 | 1039.0737 | 1786.227
11.6 |  |  | 2606.6894 | 3208.4069 | 3142.1041 | 3795.7592 | 1399.6304 | 2301.4292 | 1742.4737 | 1786.227
12.1 |  |  | 2825.7747 | 3208.4069 | 4135.6221 | 3795.2979 | 1574.7651 | 2300.3382 | 2560.857 | 1786.227
13 |  |  | 2866.7226 | 3208.4069 | 2817.3864 | 3794.0206 | 39.575 | 2299.8301 | 2777.8114 | 1786.227
13.6 |  |  | 2832.1009 | 3208.4069 | 2796.1555 | 3792.0856 | 38.0316 | 2299.7669 | 2758.1239 | 1786.227
15 |  |  | 2808.3123 | 3208.4069 | 2477.6222 | 3792.0703 | 41.1064 | 2299.7114 | 2436.5158 | 1786.227
15.8 |  |  | 2822.4775 | 3205.9517 | 2233.3096 | 3791.9245 | 37.8538 | 2298.661 | 2195.4559 | 1786.227
16.3 |  |  | 2890.4173 | 3205.9517 | 2053.5406 | 3791.8756 | 39.7652 | 2298.6436 | 2013.7755 | 1786.227
16.9 |  |  | 2937.5598 | 3205.9517 | 1953.0538 | 3789.8458 | 39.3817 | 2297.8713 | 1913.6721 | 1786.227
16.9 |  |  | 2962.0116 | 3200.4762 | 2012.9512 | 3789.8243 | 36.0039 | 2297.7394 | 1976.9473 | 1786.227
17.3 |  |  | 3031.4344 | 3200.4762 | 2314.619 | 3789.6849 | 32.3502 | 2296.9879 | 2282.2688 | 1750.9562
17.7 |  |  | 3039.5574 | 3200.4762 | 2232.988 | 3789.4612 | 35.7672 | 2296.138 | 2197.2207 | 1750.9562
16.7 |  |  | 3059.2805 | 3189.5689 | 2163.3434 | 3788.768 | 33.9895 | 2295.6137 | 2129.3539 | 1750.9562
16.3 |  |  | 3002.1877 | 3186.0878 | 2231.2403 | 3788.6507 | 40.635 | 2295.4298 | 2190.6053 | 1750.9562
15.2 |  |  | 2860.879 | 3186.0878 | 1917.902 | 3788.5257 | 41.2719 | 2295.203 | 1876.6302 | 1750.9562
13.7 |  |  | 2659.3176 | 3186.0878 | 1641.6598 | 3788.2723 | 43.6622 | 2294.5156 | 1597.9976 | 1750.9562
13 |  |  | 2372.1116 | 3185.1711 | 1447.6385 | 3787.6269 | 229.3894 | 2294.3407 | 1218.2492 | 1750.9562
11.5 |  |  | 2167.4225 | 3183.8179 | 1349.4589 | 3786.4789 | 290.7616 | 2294.2288 | 1058.6973 | 1750.9562
9.5 |  |  | 2037.5954 | 3181.7881 | 1694.4319 | 3786.4235 | 973.9735 | 2294.1683 | 720.4584 | 1750.9562
8.8 |  |  | 1970.1404 | 3171.6392 | 1376.1408 | 3785.6153 | 848.7618 | 2293.8925 | 527.379 | 1750.9562
8.1 |  |  | 1930.0555 | 3170.6243 | 1298.2398 | 3785.2751 | 873.3412 | 2293.5224 | 424.8986 | 1750.9562
8.6 |  |  | 1923.591 | 3169.5851 | 1342.1379 | 3784.9982 | 923.4367 | 2293.2861 | 418.7012 | 1750.9562
10.2 |  |  | 1942.6169 | 3169.5851 | 1202.231 | 3784.8553 | 689.8983 | 2292.5964 | 512.3326 | 1750.9562
10.9 |  |  | 2044.6577 | 3169.5851 | 2039.9855 | 3784.8352 | 1440.8183 | 2292.2565 | 599.1672 | 1750.9562
11.7 |  |  | 2284.0231 | 3169.5851 | 1694.9429 | 3784.7375 | 655.8692 | 2292.1814 | 1039.0737 | 1750.9562
12.2 |  |  | 2578.0961 | 3169.5851 | 3228.338 | 3784.3936 | 1485.8643 | 2290.6311 | 1742.4737 | 1750.9562
12.9 |  |  | 2771.3095 | 3169.5851 | 4145.0566 | 3784.2408 | 1584.1996 | 2290.1821 | 2560.857 | 1750.9562
12.9 |  |  | 2794.0997 | 3169.5851 | 4408.6061 | 3784.2092 | 1630.7947 | 2290.0662 | 2777.8114 | 1750.9562
12.9 |  |  | 2757.3148 | 3169.5851 | 4507.8418 | 3783.9692 | 1749.7179 | 2290.0476 | 2758.1239 | 1750.9562
12.8 |  |  | 2732.7393 | 3169.5851 | 4098.9593 | 3783.355 | 1662.4434 | 2289.8293 | 2436.5158 | 1750.9562
11.4 |  |  | 2747.4973 | 3169.5851 | 4195.3821 | 3782.4394 | 1999.9263 | 2289.4102 | 2195.4559 | 1750.9562
11.7 |  |  | 2822.1963 | 3169.5851 | 3760.9412 | 3780.7255 | 1747.1657 | 2288.8309 | 2013.7755 | 1750.9562
11.6 |  |  | 2877.6774 | 3169.5851 | 3726.3654 | 3780.5681 | 1812.6933 | 2287.3523 | 1913.6721 | 1750.9562
11.9 |  |  | 2908.7427 | 3169.5851 | 3921.2214 | 3780.5097 | 1944.2742 | 2287.0987 | 1976.9473 | 1750.9562
12.1 |  |  | 2982.9358 | 3169.5851 | 4130.3057 | 3776.4619 | 1848.0369 | 2286.1174 | 2282.2688 | 1750.9562
12 |  |  | 3002.6349 | 3169.5851 | 3931.2717 | 3776.3845 | 1734.0509 | 2285.3272 | 2197.2207 | 1750.9562
12.3 |  |  | 3034.872 | 3169.5851 | 3770.5627 | 3776.3339 | 1641.2089 | 2285.126 | 2129.3539 | 1750.9562
12 |  |  | 2987.0147 | 3169.5851 | 2226.8563 | 3776.0857 | 36.2509 | 2284.939 | 2190.6053 | 1750.9562
11.9 |  |  | 2851.5888 | 3169.5851 | 3483.7247 | 3775.8031 | 1607.0945 | 2284.7564 | 1876.6302 | 1750.9562
11.7 |  |  | 2652.8566 | 3169.5851 | 1640.4515 | 3775.6105 | 42.4539 | 2284.3216 | 1597.9976 | 1750.9562
11.8 |  |  | 2367.4882 | 3169.5851 | 1447.4493 | 3774.525 | 229.2001 | 2283.7673 | 1218.2492 | 1750.9562
11.7 |  |  | 2117.2634 | 3169.5851 | 1162.5298 | 3773.0572 | 102.0892 | 2282.5099 | 1060.4406 | 1750.9562
11.7 |  |  | 1995.37 | 3169.5851 | 1072.4562 | 3772.7841 | 349.6996 | 2282.385 | 722.7566 | 1750.9562
11.6 |  |  | 1940.7335 | 3169.5851 | 957.0253 | 3772.3936 | 427.589 | 2282.324 | 529.4364 | 1750.9562
11.4 |  |  | 1914.5412 | 3169.5851 | 967.4095 | 3770.7884 | 540.763 | 2281.9775 | 426.6466 | 1750.9562
11.7 |  |  | 1911.203 | 3169.5851 | 992.2851 | 3770.7105 | 570.9311 | 2281.1441 | 421.354 | 1750.9562
11.8 |  |  | 1960.2847 | 3168.5945 | 1070.981 | 3770.5627 | 556.8669 | 2278.8637 | 514.1141 | 1750.9562
12.3 |  |  | 2173.2101 | 3168.5945 | 1615.4255 | 3770.1847 | 1012.9345 | 2278.2525 | 602.491 | 1750.9562
13.3 |  |  | 2727.6185 | 3166.2264 | 1565.2414 | 3770.0456 | 521.0915 | 2277.1012 | 1044.1499 | 1750.9562
13.5 |  |  | 3133.5748 | 3165.0601 | 1784.2393 | 3767.7866 | 35.3212 | 2277.042 | 1748.9181 | 1750.9562
14.9 |  |  | 3385.852 | 3165.0601 | 2599.5941 | 3767.0919 | 32.1426 | 2276.1481 | 2567.4515 | 1750.9562
16 |  |  | 3414.8796 | 3165.0601 | 2822.9364 | 3767.0554 | 38.7592 | 2275.8332 | 2784.1773 | 1750.9562
15.7 |  |  | 3374.5527 | 3165.0601 | 2789.2566 | 3766.9089 | 25.0582 | 2275.4613 | 2764.1984 | 1750.9562
16.6 |  |  | 3333.267 | 3165.0601 | 2472.0872 | 3766.5575 | 29.1324 | 2274.8355 | 2442.9548 | 1750.9562
17.4 |  |  | 3329.5507 | 3165.0601 | 2232.4726 | 3766.0045 | 30.1578 | 2273.1483 | 2202.3148 | 1750.9562
17.3 |  |  | 3348.198 | 3165.0601 | 2049.5616 | 3764.4564 | 28.9576 | 2272.8577 | 2020.6039 | 1750.9562
18.7 |  |  | 3315.707 | 3165.0601 | 1946.5378 | 3764.2661 | 26.4216 | 2272.7673 | 1920.1162 | 1750.9562
16.8 |  |  | 3168.5945 | 3165.0601 | 2009.8264 | 3762.8094 | 26.1098 | 2272.1096 | 1983.7166 | 1750.9562
16.6 |  |  | 3059.4186 | 3165.0601 | 2315.6575 | 3761.6238 | 25.9402 | 2271.8782 | 2289.7173 | 1750.9562
16.9 |  |  | 3011.1774 | 3165.0601 | 2228.1539 | 3761.0564 | 23.8839 | 2271.3711 | 2204.27 | 1750.9562
16.5 |  |  | 3022.3412 | 3165.0601 | 2167.0592 | 3760.9412 | 29.792 | 2270.9308 | 2137.2672 | 1750.9562
16.1 |  |  | 2945.3549 | 3165.0601 | 2222.7346 | 3760.8083 | 23.9683 | 2270.7925 | 2198.7663 | 1750.9562
15.7 |  |  | 2795.4072 | 3165.0601 | 1909.7955 | 3759.9483 | 27.091 | 2270.5449 | 1882.7045 | 1750.9562
15.1 |  |  | 2582.966 | 3165.0601 | 1622.8108 | 3759.5552 | 22.4529 | 2269.6973 | 1600.3579 | 1750.9562
13.8 |  |  | 2300.2653 | 3165.0601 | 1333.8662 | 3755.1402 | 114.4737 | 2269.5752 | 1219.3925 | 1750.9562
12.9 |  |  | 2117.2634 | 3165.0601 | 1162.5298 | 3754.513 | 102.0892 | 2269.1556 | 1060.4406 | 1750.9562
11.8 |  |  | 1995.37 | 3165.0601 | 1072.4562 | 3753.3657 | 349.6996 | 2269.0437 | 722.7566 | 1750.9562
11.8 |  |  | 1940.7335 | 3165.0601 | 956.6023 | 3752.7681 | 427.166 | 2268.5854 | 529.4364 | 1750.9562
11.7 |  |  | 1914.5412 | 3165.0601 | 967.0474 | 3752.4387 | 540.4009 | 2266.5361 | 426.6466 | 1750.9562
11.6 |  |  | 1911.203 | 3165.0601 | 991.8766 | 3752.0364 | 570.5226 | 2265.6161 | 421.354 | 1750.9562
11.5 |  |  | 1960.2847 | 3165.0601 | 1070.9152 | 3752.0198 | 556.8011 | 2265.4065 | 514.1141 | 1750.9562
11.7 |  |  | 2173.2101 | 3165.0601 | 1615.2231 | 3751.6645 | 1012.7321 | 2265.1244 | 602.491 | 1750.9562
11.4 |  |  | 2727.6185 | 3165.0601 | 1565.1038 | 3751.4285 | 520.954 | 2265.0066 | 1044.1499 | 1750.9562
11.1 |  |  | 3133.5748 | 3165.0601 | 3025.9612 | 3751.3279 | 1277.0431 | 2264.5187 | 1748.9181 | 1750.9562
11.3 |  |  | 3385.852 | 3164.7435 | 3925.4512 | 3750.5037 | 1357.9997 | 2263.8464 | 2567.4515 | 1750.9562
11.7 |  |  | 3412.222 | 3164.7435 | 4156.3592 | 3750.4572 | 1372.1819 | 2263.7375 | 2784.1773 | 1750.9562
12.2 |  |  | 3373.1735 | 3164.7435 | 2789.0965 | 3748.6774 | 24.8981 | 2263.1237 | 2764.1984 | 1750.9562
12.8 |  |  | 3326.9706 | 3164.7435 | 2471.6265 | 3748.0218 | 28.6717 | 2262.9507 | 2442.9548 | 1750.9562
13.1 |  |  | 3319.7055 | 3164.7435 | 2232.4726 | 3746.7933 | 30.1578 | 2262.7189 | 2202.3148 | 1750.9562
13.5 |  |  | 3338.5949 | 3164.7435 | 2049.5616 | 3746.7896 | 28.9576 | 2262.6501 | 2020.6039 | 1750.9562
13.9 |  |  | 3300.2698 | 3164.7435 | 1946.5378 | 3746.4014 | 26.4216 | 2262.4381 | 1920.1162 | 1750.9562
14.5 |  |  | 3163.879 | 3164.7435 | 2009.8264 | 3746.3545 | 26.1098 | 2262.289 | 1983.7166 | 1750.9562
13.4 |  |  | 3058.9314 | 3164.7435 | 2315.6575 | 3746.3057 | 25.9402 | 2260.9834 | 2289.7173 | 1750.9562
13.2 |  |  | 3011.1774 | 3164.7435 | 2228.1539 | 3745.9093 | 23.8839 | 2259.922 | 2204.27 | 1750.9562
12.8 |  |  | 3022.3412 | 3164.7435 | 2167.0592 | 3745.2948 | 29.792 | 2259.7295 | 2137.2672 | 1750.9562
12.7 |  |  | 2945.3549 | 3164.7435 | 2207.4256 | 3745.0466 | 8.6593 | 2258.5697 | 2198.7663 | 1750.9562
12.2 |  |  | 2795.4072 | 3164.7435 | 1891.1591 | 3744.8662 | 8.4546 | 2258.3392 | 1882.7045 | 1750.9562
12.1 |  |  | 2582.966 | 3164.7435 | 1622.8108 | 3744.144 | 22.4529 | 2258.0714 | 1600.3579 | 1750.9562
11.9 |  |  | 2300.2653 | 3164.7435 | 1333.8662 | 3743.8413 | 114.4737 | 2256.89 | 1219.3925 | 1750.9562
11.9 |  |  | 2117.2634 | 3164.7435 | 1162.5298 | 3743.8082 | 102.0892 | 2256.2324 | 1060.4406 | 1750.9562
11.8 |  |  | 1995.37 | 3164.7435 | 1072.4562 | 3742.9696 | 349.6996 | 2256.0646 | 722.7566 | 1750.9562
11.8 |  |  | 1940.7335 | 3164.7435 | 956.9039 | 3742.7105 | 427.4675 | 2256.0397 | 529.4364 | 1750.9562
11.8 |  |  | 1914.5412 | 3164.7435 | 967.2758 | 3741.2545 | 540.6292 | 2256.0073 | 426.6466 | 1750.9562
11.8 |  |  | 1911.203 | 3164.7435 | 992.2058 | 3740.2648 | 570.8518 | 2255.476 | 421.354 | 1750.9562
11.7 |  |  | 1960.2847 | 3164.7435 | 1070.9865 | 3739.4221 | 556.8723 | 2254.7597 | 514.1141 | 1750.9562
11.8 |  |  | 2173.2101 | 3164.7435 | 1615.4249 | 3739.0609 | 1012.9339 | 2253.2042 | 602.491 | 1750.9562
12 |  |  | 2727.6185 | 3164.7435 | 1565.2414 | 3739.0516 | 521.0915 | 2253.1223 | 1044.1499 | 1750.9562
12.3 |  |  | 3133.5748 | 3164.7435 | 1784.2393 | 3738.8053 | 35.3212 | 2253.0867 | 1748.9181 | 1750.9562
12.8 |  |  | 3385.852 | 3164.7435 | 2599.5941 | 3738.5215 | 32.1426 | 2252.8664 | 2567.4515 | 1750.9562
13.5 |  |  | 3412.222 | 3163.879 | 2822.9364 | 3738.1499 | 38.7592 | 2252.6727 | 2784.1773 | 1750.9562
14.1 |  |  | 3373.1735 | 3163.879 | 2789.2566 | 3737.6586 | 25.0582 | 2252.5103 | 2764.1984 | 1750.9562
15.2 |  |  | 3326.9706 | 3163.879 | 2472.0872 | 3737.5082 | 29.1324 | 2251.2947 | 2442.9548 | 1750.9562
14 |  |  | 3319.7055 | 3163.879 | 2232.4726 | 3736.9415 | 30.1578 | 2250.9904 | 2202.3148 | 1750.9562
15 |  |  | 3338.5949 | 3163.879 | 2049.5616 | 3734.7178 | 28.9576 | 2250.6674 | 2020.6039 | 1750.9562
14.8 |  |  | 3300.2698 | 3163.879 | 1946.5378 | 3734.5866 | 26.4216 | 2250.1636 | 1920.1162 | 1750.9562
14.9 |  |  | 3163.879 | 3153.287 | 2009.8264 | 3734.5166 | 26.1098 | 2249.5398 | 1983.7166 | 1750.9562
14.4 |  |  | 3058.9314 | 3153.287 | 2315.6575 | 3733.479 | 25.9402 | 2246.7559 | 2289.7173 | 1750.9562
15.1 |  |  | 3011.1774 | 3153.287 | 2228.1539 | 3733.3504 | 23.8839 | 2246.2404 | 2204.27 | 1750.9562
15.6 |  |  | 3022.3412 | 3153.287 | 2167.0592 | 3733.0963 | 29.792 | 2245.5282 | 2137.2672 | 1750.9562
16.4 |  |  | 2945.3549 | 3153.287 | 2222.7346 | 3733.0056 | 23.9683 | 2244.044 | 2198.7663 | 1750.9562
15 |  |  | 2795.4072 | 3153.287 | 1909.7955 | 3732.4287 | 27.091 | 2243.5635 | 1882.7045 | 1750.9562
13.1 |  |  | 2582.966 | 3153.287 | 1622.8108 | 3732.4199 | 22.4529 | 2242.3142 | 1600.3579 | 1750.9562
13 |  |  | 2300.2653 | 3153.287 | 1333.8662 | 3732.1946 | 114.4737 | 2242.2872 | 1219.3925 | 1750.9562
14.2 |  |  | 2117.2634 | 3153.287 | 1162.5298 | 3731.8489 | 102.0892 | 2241.44 | 1060.4406 | 1750.9562
11.4 |  |  | 1995.37 | 3153.287 | 1072.4562 | 3730.6919 | 349.6996 | 2241.2903 | 722.7566 | 1750.9562
11.5 |  |  | 1940.7335 | 3153.287 | 956.8019 | 3730.3757 | 427.3655 | 2240.3194 | 529.4364 | 1750.9562
10.9 |  |  | 1914.5412 | 3153.287 | 941.4201 | 3729.0368 | 514.7735 | 2239.4656 | 426.6466 | 1750.9562
10.7 |  |  | 1911.203 | 3153.287 | 992.1773 | 3728.7766 | 570.8233 | 2239.287 | 421.354 | 1750.9562
12.3 |  |  | 1960.2847 | 3153.287 | 1070.8424 | 3726.954 | 556.7282 | 2238.5795 | 514.1141 | 1750.9562
14.6 |  |  | 2173.2101 | 3153.287 | 1615.4255 | 3726.3654 | 1012.9345 | 2236.4791 | 602.491 | 1750.9562
15.8 |  |  | 2727.6185 | 3153.287 | 1565.2414 | 3725.9395 | 521.0915 | 2235.8426 | 1044.1499 | 1750.9562
16.9 |  |  | 3133.5748 | 3153.287 | 1784.2393 | 3724.6349 | 35.3212 | 2235.3899 | 1748.9181 | 1750.9562
18.7 |  |  | 3393.7448 | 3153.287 | 2599.5941 | 3724.6102 | 32.1426 | 2234.2881 | 2567.4515 | 1750.9562
19.1 |  |  | 3425.6935 | 3153.287 | 2822.9364 | 3723.8695 | 38.7592 | 2234.1078 | 2784.1773 | 1750.9562
19.4 |  |  | 3388.3716 | 3153.287 | 2789.2566 | 3723.1747 | 25.0582 | 2233.7775 | 2764.1984 | 1750.9562
20.1 |  |  | 3346.7202 | 3153.287 | 2472.0872 | 3723.1737 | 29.1324 | 2233.0069 | 2442.9548 | 1750.9562
20.2 |  |  | 3340.91 | 3153.287 | 2232.4726 | 3721.9337 | 30.1578 | 2232.6052 | 2202.3148 | 1750.9562
20.2 |  |  | 3360.1511 | 3153.287 | 2049.5616 | 3721.9037 | 28.9576 | 2232.4398 | 2020.6039 | 1750.9562
20.9 |  |  | 3324.5933 | 3153.287 | 1946.5378 | 3721.0819 | 26.4216 | 2232.3225 | 1920.1162 | 1750.9562
21.7 |  |  | 3185.1711 | 3153.287 | 2009.8264 | 3720.9552 | 26.1098 | 2232.1048 | 1983.7166 | 1750.9562
21.9 |  |  | 3070.9725 | 3133.5748 | 2315.6575 | 3720.5827 | 25.9402 | 2231.574 | 2289.7173 | 1750.9562
20.4 |  |  | 3011.1774 | 3133.5748 | 2228.1539 | 3720.1894 | 23.8839 | 2231.1427 | 2204.27 | 1750.9562
19.8 |  |  | 3022.3412 | 3133.5748 | 2167.0592 | 3720.1024 | 29.792 | 2230.3161 | 2137.2672 | 1750.9562
18.4 |  |  | 2945.3549 | 3133.5748 | 2222.7346 | 3719.5798 | 23.9683 | 2230.0267 | 2198.7663 | 1750.9562
16.5 |  |  | 2795.4072 | 3133.5748 | 1909.7955 | 3718.2551 | 27.091 | 2229.6554 | 1882.7045 | 1750.9562
15.4 |  |  | 2582.966 | 3133.5748 | 1622.8108 | 3718.14 | 22.4529 | 2229.6552 | 1600.3579 | 1750.9562
14 |  |  | 2300.2653 | 3133.5748 | 1333.8662 | 3717.8042 | 114.4737 | 2229.0421 | 1219.3925 | 1750.9562
13.6 |  |  | 2117.2634 | 3133.5748 | 1162.5298 | 3717.7167 | 102.0892 | 2229.0153 | 1060.4406 | 1750.9562
13.4 |  |  | 1995.37 | 3133.5748 | 1072.4562 | 3717.6907 | 349.6996 | 2227.5316 | 722.7566 | 1750.9562
13 |  |  | 1940.7335 | 3133.5748 | 956.6585 | 3717.6294 | 427.2221 | 2227.2324 | 529.4364 | 1750.9562
11.7 |  |  | 1914.5412 | 3133.5748 | 966.8221 | 3717.4084 | 540.1755 | 2227.1415 | 426.6466 | 1750.9562
11.7 |  |  | 1911.203 | 3133.5748 | 991.5332 | 3717.3757 | 570.1791 | 2226.4201 | 421.354 | 1750.9562
12.9 |  |  | 1960.2847 | 3133.5748 | 1070.8424 | 3715.3602 | 556.7282 | 2226.023 | 514.1141 | 1750.9562
13.4 |  |  | 2173.2101 | 3133.5748 | 1615.4255 | 3714.6374 | 1012.9345 | 2225.4708 | 602.491 | 1750.9562
14.7 |  |  | 2727.6185 | 3133.5748 | 1565.2414 | 3713.5487 | 521.0915 | 2225.0926 | 1044.1499 | 1750.9562
15.3 |  |  | 3133.5748 | 3133.1785 | 1784.2393 | 3713.5245 | 35.3212 | 2224.5262 | 1748.9181 | 1750.9562
16.3 |  |  | 3387.2726 | 3133.1785 | 2599.5941 | 3713.2768 | 32.1426 | 2224.4869 | 2567.4515 | 1750.9562
17.4 |  |  | 3419.7633 | 3133.1785 | 2822.9364 | 3712.5083 | 38.7592 | 2224.4746 | 2784.1773 | 1750.9562
18.8 |  |  | 3386.1307 | 3133.1785 | 2789.2566 | 3710.9598 | 25.0582 | 2223.6529 | 2764.1984 | 1750.9562
19.6 |  |  | 3344.7983 | 3133.1785 | 2472.0872 | 3710.1131 | 29.1324 | 2222.4218 | 2442.9548 | 1750.9562
20.8 |  |  | 3343.3441 | 3133.1785 | 2232.4726 | 3708.7185 | 30.1578 | 2222.3617 | 2202.3148 | 1750.9562
21.5 |  |  | 3365.5094 | 3133.1785 | 2049.5616 | 3708.1543 | 28.9576 | 2222.3535 | 2020.6039 | 1750.9562
22.1 |  |  | 3329.4403 | 3133.1785 | 1946.5378 | 3707.7521 | 26.4216 | 2221.5982 | 1920.1162 | 1750.9562
21.3 |  |  | 3183.8179 | 3133.1785 | 2009.8264 | 3707.5452 | 26.1098 | 2221.0927 | 1983.7166 | 1750.9562
22 |  |  | 3071.1905 | 3133.1785 | 2315.6575 | 3705.7537 | 25.9402 | 2220.7254 | 2289.7173 | 1750.9562
21.6 |  |  | 3011.1774 | 3133.1785 | 2228.1539 | 3705.5911 | 23.8839 | 2220.2774 | 2204.27 | 1750.9562
20.1 |  |  | 3022.3412 | 3133.1785 | 2167.0592 | 3705.537 | 29.792 | 2219.9456 | 2137.2672 | 1750.9562
19.4 |  |  | 2945.3549 | 3133.1785 | 2222.7346 | 3705.2887 | 23.9683 | 2219.4445 | 2198.7663 | 1750.9562
18.3 |  |  | 2795.4072 | 3133.1785 | 1909.7955 | 3704.0425 | 27.091 | 2217.4298 | 1882.7045 | 1750.9562
17.2 |  |  | 2582.966 | 3133.1785 | 1622.8108 | 3703.1212 | 22.4529 | 2216.46 | 1600.3579 | 1750.9562
18.3 |  |  | 2300.2653 | 3133.1785 | 1333.8662 | 3702.4494 | 114.4737 | 2216.1645 | 1219.3925 | 1750.9562
18.1 |  |  | 2120.1393 | 3133.1785 | 1161.1784 | 3701.6701 | 102.4811 | 2215.9926 | 1058.6973 | 1750.9562
17.6 |  |  | 1997.9263 | 3133.1785 | 1070.5319 | 3701.178 | 350.0735 | 2215.2285 | 720.4584 | 1750.9562
16.9 |  |  | 1942.6554 | 3133.1785 | 954.5336 | 3700.9857 | 427.1545 | 2215.1535 | 527.379 | 1750.9562
14.3 |  |  | 1914.3801 | 3133.1785 | 965.2672 | 3700.6997 | 540.3686 | 2214.9389 | 424.8986 | 1750.9562
14 |  |  | 1908.1296 | 3133.1785 | 989.0325 | 3700.597 | 570.3313 | 2214.37 | 418.7012 | 1750.9562
14.8 |  |  | 1951.6078 | 3133.1785 | 1068.6479 | 3700.1552 | 556.3152 | 2213.6067 | 512.3326 | 1750.9562
15.9 |  |  | 2143.5555 | 3133.1785 | 1611.6337 | 3698.4407 | 1012.4665 | 2213.3172 | 599.1672 | 1750.9562
16.2 |  |  | 2667.9224 | 3133.1785 | 1559.4101 | 3698.0521 | 520.3364 | 2212.4081 | 1039.0737 | 1750.9562
16.7 |  |  | 3067.9346 | 3133.1785 | 1777.1567 | 3698.0346 | 34.6829 | 2211.9064 | 1742.4737 | 1750.9562
17.1 |  |  | 3330.093 | 3113.9858 | 2592.3549 | 3697.5431 | 31.4979 | 2211.457 | 2560.857 | 1750.9562
17.2 |  |  | 3361.7864 | 3113.9858 | 2815.9921 | 3697.5361 | 38.1808 | 2210.6102 | 2777.8114 | 1750.9562
17.5 |  |  | 3326.1222 | 3113.9858 | 2783.6015 | 3697.2518 | 25.4776 | 2208.877 | 2758.1239 | 1750.9562
17.4 |  |  | 3281.5247 | 3111.3285 | 2466.9842 | 3696.3575 | 30.4683 | 2208.6187 | 2436.5158 | 1750.9562
17.2 |  |  | 3275.4563 | 3111.3285 | 2227.2436 | 3695.3919 | 31.7878 | 2207.9069 | 2195.4559 | 1750.9562
17.2 |  |  | 3290.4149 | 3111.3285 | 2044.7781 | 3694.9819 | 31.0027 | 2207.8448 | 2013.7755 | 1750.9562
14.8 |  |  | 3245.9702 | 3111.3285 | 1942.3349 | 3694.1504 | 28.6627 | 2206.0181 | 1913.6721 | 1750.9562
14.5 |  |  | 3113.9858 | 3111.3285 | 2005.7266 | 3693.9137 | 28.7794 | 2206.0179 | 1976.9473 | 1750.9562
14.5 |  |  | 3019.7497 | 3111.3285 | 2310.8013 | 3692.795 | 28.5325 | 2205.961 | 2282.2688 | 1750.9562
14.8 |  |  | 2971.028 | 3111.3285 | 2223.7183 | 3692.2308 | 26.4976 | 2205.8389 | 2197.2207 | 1750.9562
14.9 |  |  | 2978.9743 | 3111.3285 | 2161.5401 | 3691.3265 | 32.1863 | 2204.8503 | 2129.3539 | 1750.9562
14.7 |  |  | 2909.2981 | 3111.3285 | 2216.656 | 3689.3246 | 26.0506 | 2204.7817 | 2190.6053 | 1750.9562
14.4 |  |  | 2772.8696 | 3111.3285 | 1905.4113 | 3689.1404 | 28.7811 | 2204.4921 | 1876.6302 | 1750.9562
14.1 |  |  | 2571.2877 | 3111.3285 | 1621.8815 | 3688.5772 | 23.8839 | 2204.4671 | 1597.9976 | 1750.9562
13.5 |  |  | 2294.7593 | 3111.3285 | 1333.819 | 3688.2249 | 115.5698 | 2204.3226 | 1218.2492 | 1750.9562
13 |  |  | 2116.6622 | 3111.3285 | 1161.1398 | 3687.8764 | 102.4425 | 2204.1622 | 1058.6973 | 1750.9562
12.7 |  |  | 1995.9793 | 3111.3285 | 1070.6034 | 3687.3501 | 350.145 | 2203.9043 | 720.4584 | 1750.9562
13 |  |  | 1940.4782 | 3111.3285 | 954.5972 | 3687.2938 | 427.2181 | 2203.4814 | 527.379 | 1750.9562
12.5 |  |  | 1913.2306 | 3111.3285 | 964.6346 | 3686.433 | 539.736 | 2202.4992 | 424.8986 | 1750.9562
12.2 |  |  | 1906.1379 | 3111.3285 | 988.4198 | 3686.166 | 569.7186 | 2202.0906 | 418.7012 | 1750.9562
11.4 |  |  | 1948.5521 | 3111.3285 | 1068.2029 | 3686.1292 | 555.8703 | 2202.0402 | 512.3326 | 1750.9562
14.6 |  |  | 2137.0968 | 3111.3285 | 1610.277 | 3684.899 | 1011.1098 | 2201.9873 | 599.1672 | 1750.9562
15.7 |  |  | 2656.5978 | 3111.3285 | 1557.5655 | 3684.7465 | 518.4918 | 2201.2366 | 1039.0737 | 1750.9562
16.2 |  |  | 3039.3413 | 3111.3285 | 1774.3409 | 3683.9168 | 31.8672 | 2201.0514 | 1742.4737 | 1750.9562
16.6 |  |  | 3275.6278 | 3111.3285 | 2589.1419 | 3683.2122 | 28.2849 | 2199.1402 | 2560.857 | 1750.9562
16.9 |  |  | 3289.1635 | 3111.3285 | 2811.4613 | 3681.9957 | 33.65 | 2198.6787 | 2777.8114 | 1750.9562
17.6 |  |  | 3251.336 | 3111.3285 | 2778.0156 | 3680.7222 | 19.8917 | 2198.5737 | 2758.1239 | 1750.9562
18.9 |  |  | 3205.9517 | 3111.3285 | 2460.9388 | 3680.3237 | 24.423 | 2198.3126 | 2436.5158 | 1750.9562
19.2 |  |  | 3200.4762 | 3110.5949 | 2220.8189 | 3679.4245 | 25.363 | 2197.7159 | 2195.4559 | 1750.9562
19.9 |  |  | 3222.1939 | 3110.5949 | 2038.5387 | 3679.157 | 24.7632 | 2197.7013 | 2013.7755 | 1750.9562
21.4 |  |  | 3186.0878 | 3110.5949 | 1936.0629 | 3679.0533 | 22.3907 | 2197.3915 | 1913.6721 | 1750.9562
19.7 |  |  | 3060.7169 | 3110.5949 | 2000.0927 | 3678.76 | 23.1454 | 2197.3696 | 1976.9473 | 1750.9562
19.4 |  |  | 2971.2511 | 3110.5949 | 2305.6784 | 3678.6172 | 23.4096 | 2197.2873 | 2282.2688 | 1750.9562
19.1 |  |  | 2934.1055 | 3110.5949 | 2218.6071 | 3677.8209 | 21.3863 | 2196.7975 | 2197.2207 | 1750.9562
18.1 |  |  | 2954.5657 | 3110.5949 | 2157.0252 | 3676.9239 | 27.6714 | 2196.5486 | 2129.3539 | 1750.9562
17.2 |  |  | 2894.125 | 3110.5949 | 2212.9308 | 3676.9212 | 22.3254 | 2196.1272 | 2190.6053 | 1750.9562
16.5 |  |  | 2763.5794 | 3110.5949 | 1903.1227 | 3676.0118 | 26.4925 | 2195.7779 | 1876.6302 | 1750.9562
15.7 |  |  | 2564.8268 | 3110.5949 | 1620.6732 | 3675.4998 | 22.6756 | 2194.7506 | 1597.9976 | 1750.9562
15.7 |  |  | 2290.136 | 3110.5949 | 1333.6297 | 3675.443 | 115.3806 | 2194.2588 | 1218.2492 | 1750.9562
15.3 |  |  | 2117.2634 | 3110.5949 | 1162.5298 | 3674.2648 | 102.0892 | 2193.9317 | 1060.4406 | 1750.9562
14.9 |  |  | 1995.37 | 3110.5949 | 1072.4562 | 3673.896 | 349.6996 | 2193.9096 | 722.7566 | 1750.9562
14 |  |  | 1940.7335 | 3110.5949 | 956.6585 | 3673.6039 | 427.2221 | 2193.2649 | 529.4364 | 1750.9562
13.7 |  |  | 1914.5412 | 3110.5949 | 966.977 | 3672.1167 | 540.3304 | 2193.2495 | 426.6466 | 1750.9562
13.3 |  |  | 1911.203 | 3110.5949 | 991.8091 | 3670.0911 | 570.4551 | 2192.9948 | 421.354 | 1750.9562
13.4 |  |  | 1960.2847 | 3110.5949 | 1070.8424 | 3668.9695 | 556.7282 | 2192.4371 | 514.1141 | 1750.9562
13.5 |  |  | 2173.2101 | 3110.5949 | 1615.4255 | 3668.5025 | 1012.9345 | 2191.9103 | 602.491 | 1750.9562
13.5 |  |  | 2727.6185 | 3110.5949 | 1565.2414 | 3668.4561 | 521.0915 | 2191.8408 | 1044.1499 | 1750.9562
14.2 |  |  | 3133.5748 | 3110.5949 | 1784.2393 | 3668.4535 | 35.3212 | 2191.1034 | 1748.9181 | 1750.9562
14.6 |  |  | 3385.852 | 3110.5949 | 2599.5941 | 3668.3261 | 32.1426 | 2190.3848 | 2567.4515 | 1750.9562
15.4 |  |  | 3412.222 | 3110.5949 | 2822.9364 | 3668.1074 | 38.7592 | 2190.0902 | 2784.1773 | 1750.9562
15.2 |  |  | 3373.1735 | 3110.5949 | 2789.2566 | 3667.0761 | 25.0582 | 2190.045 | 2764.1984 | 1750.9562
14.9 |  |  | 3326.9706 | 3110.5949 | 2472.0872 | 3666.0192 | 29.1324 | 2189.1467 | 2442.9548 | 1750.9562
15.8 |  |  | 3323.0597 | 3110.5949 | 2232.4726 | 3665.8528 | 30.1578 | 2188.6805 | 2202.3148 | 1750.9562
16.2 |  |  | 3343.6641 | 3095.6351 | 2049.5616 | 3665.7984 | 28.9576 | 2188.665 | 2020.6039 | 1750.9562
16.2 |  |  | 3305.6089 | 3095.6351 | 1946.5378 | 3665.666 | 26.4216 | 2187.9268 | 1920.1162 | 1750.9562
16.1 |  |  | 3166.2264 | 3095.6351 | 2009.8264 | 3665.5478 | 26.1098 | 2187.9191 | 1983.7166 | 1750.9562
16.1 |  |  | 3058.3286 | 3095.6351 | 2315.6575 | 3665.3969 | 25.9402 | 2187.6477 | 2289.7173 | 1750.9562
14.5 |  |  | 3011.1774 | 3095.6351 | 2228.1539 | 3663.0004 | 23.8839 | 2187.5613 | 2204.27 | 1750.9562
13.8 |  |  | 3022.3412 | 3095.6351 | 2167.0592 | 3662.7824 | 29.792 | 2185.8281 | 2137.2672 | 1750.9562
13.8 |  |  | 2945.3549 | 3095.6351 | 2222.7346 | 3661.6185 | 23.9683 | 2185.5733 | 2198.7663 | 1750.9562
13.6 |  |  | 2795.4072 | 3095.6351 | 1909.7955 | 3661.0988 | 27.091 | 2185.2901 | 1882.7045 | 1750.9562
13.5 |  |  | 2582.966 | 3095.6351 | 1622.8108 | 3656.42 | 22.4529 | 2185.2696 | 1600.3579 | 1750.9562
13.3 |  |  | 2300.2653 | 3095.6351 | 1333.8662 | 3655.826 | 114.4737 | 2183.129 | 1219.3925 | 1750.9562
13.2 |  |  | 2117.2634 | 3095.6351 | 1162.5298 | 3655.0488 | 102.0892 | 2183.0456 | 1060.4406 | 1750.9562
12.8 |  |  | 1995.37 | 3095.6351 | 1072.4562 | 3654.845 | 349.6996 | 2181.529 | 722.7566 | 1750.9562
12.6 |  |  | 1940.7335 | 3095.6351 | 956.6585 | 3654.4691 | 427.2221 | 2181.4281 | 529.4364 | 1750.9562
12.3 |  |  | 1914.5412 | 3095.6351 | 966.977 | 3653.3053 | 540.3304 | 2181.3682 | 426.6466 | 1750.9562
12 |  |  | 1911.203 | 3095.6351 | 991.8091 | 3652.9123 | 570.4551 | 2181.2557 | 421.354 | 1750.9562
12.2 |  |  | 1960.2847 | 3095.6351 | 1070.8424 | 3652.3696 | 556.7282 | 2181.0434 | 514.1141 | 1750.9562
12.1 |  |  | 2173.2101 | 3095.6351 | 1615.4255 | 3652.033 | 1012.9345 | 2180.6909 | 602.491 | 1750.9562
12.1 |  |  | 2727.6185 | 3095.6351 | 1565.2414 | 3651.0505 | 521.0915 | 2180.6807 | 1044.1499 | 1750.9562
13.1 |  |  | 3133.5748 | 3095.6351 | 1784.2393 | 3650.9915 | 35.3212 | 2180.3006 | 1748.9181 | 1750.9562
14.4 |  |  | 3385.852 | 3095.6351 | 2599.5941 | 3650.4856 | 32.1426 | 2180.2027 | 2567.4515 | 1750.9562
14.5 |  |  | 3412.222 | 3095.6351 | 2822.9364 | 3649.2656 | 38.7592 | 2180.108 | 2784.1773 | 1750.9562
15.1 |  |  | 3373.1735 | 3095.6351 | 2789.2566 | 3647.7685 | 25.0582 | 2180.0711 | 2764.1984 | 1750.9562
15.9 |  |  | 3330.5763 | 3095.6351 | 2472.0872 | 3647.4674 | 29.1324 | 2179.7992 | 2442.9548 | 1750.9562
16.9 |  |  | 3327.5223 | 3095.6351 | 2232.4726 | 3647.3748 | 30.1578 | 2178.7976 | 2202.3148 | 1750.9562
17.2 |  |  | 3347.7859 | 3095.6351 | 2049.5616 | 3647.3568 | 28.9576 | 2178.6998 | 2020.6039 | 1750.9562
17.7 |  |  | 3311.6677 | 3092.1207 | 1946.5378 | 3647.3164 | 26.4216 | 2178.6435 | 1920.1162 | 1750.9562
17.7 |  |  | 3171.6392 | 3092.1207 | 2009.8264 | 3646.8976 | 26.1098 | 2178.6179 | 1983.7166 | 1750.9562
17.9 |  |  | 3062.2526 | 3092.1207 | 2315.6575 | 3645.7391 | 25.9402 | 2178.5684 | 2289.7173 | 1748.9181
17.8 |  |  | 3011.1774 | 3092.1207 | 2228.1539 | 3643.7669 | 23.8839 | 2178.4077 | 2204.27 | 1748.9181
17.5 |  |  | 3022.3412 | 3092.1207 | 2167.0592 | 3643.7444 | 29.792 | 2177.7836 | 2137.2672 | 1748.9181
16.9 |  |  | 2945.3549 | 3092.1207 | 2222.7346 | 3643.4777 | 23.9683 | 2177.2227 | 2198.7663 | 1748.9181
16.2 |  |  | 2795.4072 | 3092.1207 | 1909.7955 | 3643.3872 | 27.091 | 2177.1979 | 1882.7045 | 1748.9181
13.8 |  |  | 2582.966 | 3092.1207 | 1622.8108 | 3643.0137 | 22.4529 | 2176.7491 | 1600.3579 | 1748.9181
12.8 |  |  | 2300.2653 | 3092.1207 | 1333.8662 | 3642.4054 | 114.4737 | 2176.7191 | 1219.3925 | 1748.9181
12 |  |  | 2117.2634 | 3092.1207 | 1162.5298 | 3641.0082 | 102.0892 | 2176.6275 | 1060.4406 | 1748.9181
11.5 |  |  | 1995.37 | 3092.1207 | 1072.4562 | 3640.9755 | 349.6996 | 2176.3349 | 722.7566 | 1748.9181
11.8 |  |  | 1940.7335 | 3092.1207 | 956.6187 | 3640.3842 | 427.1824 | 2175.9038 | 529.4364 | 1748.9181
10.9 |  |  | 1914.5412 | 3092.1207 | 941.3133 | 3640.154 | 514.6667 | 2175.3953 | 426.6466 | 1748.9181
11 |  |  | 1911.203 | 3092.1207 | 991.9858 | 3639.1815 | 570.6318 | 2174.6289 | 421.354 | 1748.9181
11.5 |  |  | 1960.2847 | 3092.1207 | 1070.9283 | 3637.9556 | 556.8142 | 2174.2498 | 514.1141 | 1748.9181
12.6 |  |  | 2173.2101 | 3092.1207 | 1615.4255 | 3636.535 | 1012.9345 | 2173.369 | 602.491 | 1748.9181
13 |  |  | 2727.6185 | 3092.1207 | 1565.2414 | 3635.6073 | 521.0915 | 2173.3015 | 1044.1499 | 1748.9181
13.8 |  |  | 3133.5748 | 3092.1207 | 1784.2393 | 3635.4169 | 35.3212 | 2172.8751 | 1748.9181 | 1748.9181
14.9 |  |  | 3385.852 | 3092.1207 | 2599.5941 | 3633.2446 | 32.1426 | 2172.7129 | 2567.4515 | 1748.9181
15.8 |  |  | 3414.1819 | 3092.1207 | 2822.9364 | 3631.9539 | 38.7592 | 2172.3709 | 2784.1773 | 1748.9181
17.4 |  |  | 3380.9019 | 3092.1207 | 2789.2566 | 3631.6711 | 25.0582 | 2171.3596 | 2764.1984 | 1748.9181
18.1 |  |  | 3339.0326 | 3092.1207 | 2472.0872 | 3631.0456 | 29.1324 | 2170.7244 | 2442.9548 | 1748.9181
19.4 |  |  | 3337.6645 | 3092.1207 | 2232.4726 | 3630.3374 | 30.1578 | 2170.5794 | 2202.3148 | 1748.9181
20 |  |  | 3359.3268 | 3092.1207 | 2049.5616 | 3628.9894 | 28.9576 | 2170.4425 | 2020.6039 | 1742.4737
20.5 |  |  | 3322.9776 | 3092.1207 | 1946.5378 | 3628.9506 | 26.4216 | 2169.5407 | 1920.1162 | 1742.4737
20.7 |  |  | 3181.7881 | 3088.7435 | 2009.8264 | 3628.7744 | 26.1098 | 2169.3558 | 1983.7166 | 1742.4737
21.3 |  |  | 3069.6645 | 3088.7435 | 2315.6575 | 3628.7233 | 25.9402 | 2169.1701 | 2289.7173 | 1742.4737
21.5 |  |  | 3011.1774 | 3088.7435 | 2228.1539 | 3627.6286 | 23.8839 | 2168.8168 | 2204.27 | 1742.4737
20.9 |  |  | 3022.3412 | 3088.7435 | 2167.0592 | 3626.588 | 29.792 | 2168.6881 | 2137.2672 | 1742.4737
19.7 |  |  | 2945.3549 | 3088.7435 | 2222.7346 | 3624.0011 | 23.9683 | 2168.0293 | 2198.7663 | 1742.4737
19.3 |  |  | 2795.4072 | 3088.7435 | 1909.7955 | 3622.9579 | 27.091 | 2167.9479 | 1882.7045 | 1742.4737
18 |  |  | 2582.966 | 3088.7435 | 1622.8108 | 3622.1143 | 22.4529 | 2167.8569 | 1600.3579 | 1742.4737
15.9 |  |  | 2300.2653 | 3088.7435 | 1333.8662 | 3620.5696 | 114.4737 | 2167.2752 | 1219.3925 | 1742.4737
15.1 |  |  | 2117.2634 | 3088.7435 | 1162.5298 | 3620.4895 | 102.0892 | 2167.2171 | 1060.4406 | 1742.4737
14.8 |  |  | 1995.37 | 3088.7435 | 1072.4562 | 3619.5881 | 349.6996 | 2167.043 | 722.7566 | 1742.4737
14.5 |  |  | 1940.7335 | 3088.7435 | 956.6585 | 3618.3009 | 427.2221 | 2166.5921 | 529.4364 | 1742.4737
15.1 |  |  | 1914.5412 | 3088.7435 | 966.977 | 3616.8639 | 540.3304 | 2165.9134 | 426.6466 | 1742.4737
18.5 |  |  | 1911.203 | 3088.7435 | 991.8091 | 3616.7989 | 570.4551 | 2165.7368 | 421.354 | 1742.4737
18.7 |  |  | 1960.2847 | 3088.7435 | 1070.8424 | 3616.5631 | 556.7282 | 2165.5287 | 514.1141 | 1742.4737
18.5 |  |  | 2173.2101 | 3088.7435 | 1615.4255 | 3615.2744 | 1012.9345 | 2165.5136 | 602.491 | 1742.4737
18.2 |  |  | 2727.6185 | 3088.7435 | 1565.2414 | 3614.3606 | 521.0915 | 2165.0474 | 1044.1499 | 1742.4737
15.4 |  |  | 3133.5748 | 3088.7435 | 1784.2393 | 3612.5722 | 35.3212 | 2164.7072 | 1748.9181 | 1742.4737
15.1 |  |  | 3385.852 | 3088.7435 | 2599.5941 | 3611.4183 | 32.1426 | 2164.5885 | 2567.4515 | 1742.4737
15.1 |  |  | 3412.222 | 3088.7435 | 2822.9364 | 3611.1052 | 38.7592 | 2164.4636 | 2784.1773 | 1742.4737
15.9 |  |  | 3375.2997 | 3088.7435 | 2789.2566 | 3610.2946 | 25.0582 | 2164.2559 | 2764.1984 | 1742.4737
17.1 |  |  | 3335.1889 | 3088.7435 | 2472.0872 | 3608.928 | 29.1324 | 2164.1901 | 2442.9548 | 1742.4737
17.4 |  |  | 3329.5507 | 3088.7435 | 2232.4726 | 3608.5325 | 30.1578 | 2163.3637 | 2202.3148 | 1742.4737
17.7 |  |  | 3349.8467 | 3088.7435 | 2049.5616 | 3608.13 | 28.9576 | 2162.4593 | 2020.6039 | 1742.4737
16.6 |  |  | 3307.2246 | 3088.7435 | 1946.5378 | 3607.8787 | 26.4216 | 2162.1207 | 1920.1162 | 1742.4737
17.4 |  |  | 3170.6243 | 3088.7435 | 2009.8264 | 3605.9716 | 26.1098 | 2161.8314 | 1983.7166 | 1742.4737
18.2 |  |  | 3062.9066 | 3088.7435 | 2315.6575 | 3605.3963 | 25.9402 | 2160.7057 | 2289.7173 | 1742.4737
18 |  |  | 3011.1774 | 3088.7435 | 2228.1539 | 3605.0532 | 23.8839 | 2160.5889 | 2204.27 | 1742.4737
17.8 |  |  | 3022.3412 | 3088.7435 | 2167.0592 | 3604.7308 | 29.792 | 2160.1681 | 2137.2672 | 1742.4737
17.3 |  |  | 2945.3549 | 3088.7435 | 2222.7346 | 3604.652 | 23.9683 | 2159.8803 | 2198.7663 | 1742.4737
16.9 |  |  | 2795.4072 | 3088.7435 | 1909.7955 | 3604.3226 | 27.091 | 2159.178 | 1882.7045 | 1742.4737
15.8 |  |  | 2582.966 | 3088.7435 | 1622.8108 | 3602.5255 | 22.4529 | 2158.7645 | 1600.3579 | 1742.4737
14.3 |  |  | 2300.2653 | 3088.7435 | 1333.8662 | 3602.3089 | 114.4737 | 2157.9667 | 1219.3925 | 1742.4737
14.2 |  |  | 2117.2634 | 3088.7435 | 1162.5298 | 3602.1521 | 102.0892 | 2157.8713 | 1060.4406 | 1742.4737
13.5 |  |  | 1995.37 | 3088.7435 | 1072.4562 | 3600.9745 | 349.6996 | 2157.3596 | 722.7566 | 1742.4737
13.2 |  |  | 1940.7335 | 3088.7435 | 956.6585 | 3599.2707 | 427.2221 | 2156.6877 | 529.4364 | 1742.4737
12.9 |  |  | 1914.5412 | 3088.7435 | 966.977 | 3598.5346 | 540.3304 | 2155.3788 | 426.6466 | 1742.4737
12.7 |  |  | 1911.203 | 3088.7435 | 991.8091 | 3598.0904 | 570.4551 | 2154.7291 | 421.354 | 1742.4737
12.7 |  |  | 1960.2847 | 3088.7435 | 1070.8424 | 3597.7938 | 556.7282 | 2154.4794 | 514.1141 | 1742.4737
12.4 |  |  | 2173.2101 | 3088.7435 | 1615.4255 | 3596.7288 | 1012.9345 | 2153.507 | 602.491 | 1742.4737
12.3 |  |  | 2727.6185 | 3088.7435 | 1565.2414 | 3594.5183 | 521.0915 | 2152.6064 | 1044.1499 | 1742.4737
12.7 |  |  | 3133.5748 | 3088.7435 | 1784.2393 | 3592.2862 | 35.3212 | 2152.5075 | 1748.9181 | 1742.4737
12.4 |  |  | 3385.852 | 3088.7435 | 3776.0857 | 3591.2454 | 1208.6342 | 2151.8705 | 2567.4515 | 1742.4737
12.5 |  |  | 3412.222 | 3088.7435 | 2822.9364 | 3590.955 | 38.7592 | 2151.8071 | 2784.1773 | 1742.4737
12.8 |  |  | 3373.1735 | 3088.7435 | 2788.8651 | 3590.0309 | 24.6667 | 2151.2542 | 2764.1984 | 1742.4737
12.9 |  |  | 3326.9706 | 3088.7435 | 2471.485 | 3589.9553 | 28.5302 | 2151.1504 | 2442.9548 | 1742.4737
13.2 |  |  | 3319.7055 | 3088.7435 | 2232.4726 | 3589.5685 | 30.1578 | 2150.9142 | 2202.3148 | 1742.4737
13.4 |  |  | 3338.5949 | 3088.7435 | 2049.5616 | 3589.3109 | 28.9576 | 2150.6448 | 2020.6039 | 1742.4737
13.7 |  |  | 3300.2698 | 3088.7435 | 1946.5378 | 3587.3407 | 26.4216 | 2150.5658 | 1920.1162 | 1742.4737
13.1 |  |  | 3163.879 | 3088.7435 | 2009.8264 | 3586.9194 | 26.1098 | 2150.4148 | 1983.7166 | 1742.4737
12.8 |  |  | 3058.9314 | 3088.7435 | 3506.4259 | 3586.7028 | 1216.7086 | 2149.0083 | 2289.7173 | 1742.4737
13 |  |  | 3011.1774 | 3088.7435 | 2228.1539 | 3586.3423 | 23.8839 | 2148.0407 | 2204.27 | 1742.4737
12.1 |  |  | 3022.3412 | 3085.0661 | 2146.1144 | 3585.9483 | 8.8472 | 2147.9668 | 2137.2672 | 1742.4737
11.9 |  |  | 2945.3549 | 3085.0661 | 3434.5236 | 3585.7772 | 1235.7573 | 2147.924 | 2198.7663 | 1742.4737
11.9 |  |  | 2795.4072 | 3085.0661 | 3175.7929 | 3585.7021 | 1293.0884 | 2146.9512 | 1882.7045 | 1742.4737
11.7 |  |  | 2582.966 | 3085.0661 | 1622.8108 | 3585.2437 | 22.4529 | 2146.3758 | 1600.3579 | 1742.4737
11.6 |  |  | 2300.2653 | 3085.0661 | 1333.8662 | 3583.5349 | 114.4737 | 2146.3217 | 1219.3925 | 1742.4737
11.7 |  |  | 2120.1393 | 3085.0661 | 1161.1784 | 3583.4724 | 102.4811 | 2146.3161 | 1058.6973 | 1742.4737
11.7 |  |  | 1997.9263 | 3085.0661 | 1070.5319 | 3583.3836 | 350.0735 | 2145.8704 | 720.4584 | 1742.4737
11.6 |  |  | 1942.6554 | 3085.0661 | 954.7921 | 3583.33 | 427.4131 | 2145.7717 | 527.379 | 1742.4737
11.2 |  |  | 1914.3801 | 3085.0661 | 965.6698 | 3583.2455 | 540.7712 | 2145.4956 | 424.8986 | 1742.4737
11.1 |  |  | 1908.1296 | 3085.0661 | 989.514 | 3581.9169 | 570.8128 | 2144.9202 | 418.7012 | 1742.4737
11.1 |  |  | 1951.6078 | 3085.0661 | 1068.951 | 3581.4345 | 556.6183 | 2144.8843 | 512.3326 | 1742.4737
10.8 |  |  | 2143.5555 | 3085.0661 | 1675.6224 | 3581.2036 | 1076.4552 | 2143.7038 | 599.1672 | 1742.4737
10.7 |  |  | 2667.9224 | 3085.0661 | 2458.1023 | 3580.9047 | 1419.0287 | 2143.4452 | 1039.0737 | 1742.4737
10.8 |  |  | 3067.9346 | 3085.0661 | 3279.9926 | 3580.3076 | 1537.5189 | 2143.3472 | 1742.4737 | 1742.4737
10.8 |  |  | 3330.093 | 3085.0661 | 4117.0781 | 3580.0412 | 1556.2211 | 2142.8562 | 2560.857 | 1742.4737
10.7 |  |  | 3361.7864 | 3085.0661 | 4336.709 | 3580.0013 | 1558.8976 | 2142.7382 | 2777.8114 | 1742.4737
10.5 |  |  | 3326.1222 | 3085.0661 | 4300.0501 | 3574.5289 | 1541.9262 | 2142.195 | 2758.1239 | 1742.4737
11.3 |  |  | 3281.5247 | 3085.0661 | 3994.0861 | 3574.4438 | 1557.5702 | 2142.0439 | 2436.5158 | 1742.4737
11.7 |  |  | 3275.4563 | 3085.0661 | 3672.1167 | 3574.2157 | 1476.6609 | 2141.6312 | 2195.4559 | 1742.4737
11.4 |  |  | 3290.4149 | 3085.0661 | 3548.4336 | 3574.2115 | 1534.6582 | 2141.4444 | 2013.7755 | 1742.4737
11.4 |  |  | 3245.9702 | 3085.0661 | 3264.8548 | 3574.0227 | 1351.1827 | 2141.2101 | 1913.6721 | 1742.4737
11.1 |  |  | 3113.9858 | 3085.0661 | 3404.2562 | 3573.8181 | 1427.309 | 2141.2085 | 1976.9473 | 1742.4737
10.8 |  |  | 3019.7497 | 3085.0661 | 3784.3936 | 3573.1287 | 1502.1248 | 2140.8248 | 2282.2688 | 1742.4737
11.2 |  |  | 2971.028 | 3085.0661 | 3710.1131 | 3573.0557 | 1512.8923 | 2140.7206 | 2197.2207 | 1742.4737
10.8 |  |  | 2978.9743 | 3085.0661 | 3665.8528 | 3572.4437 | 1536.4989 | 2140.6574 | 2129.3539 | 1742.4737
10.5 |  |  | 2909.2981 | 3082.1997 | 3674.2648 | 3572.0124 | 1483.6595 | 2140.2837 | 2190.6053 | 1742.4737
10 |  |  | 2772.8696 | 3082.1997 | 3465.1413 | 3571.9249 | 1588.5111 | 2140.2072 | 1876.6302 | 1742.4737
9.2 |  |  | 2571.2877 | 3082.1997 | 3010.5513 | 3571.7846 | 1412.5538 | 2139.4139 | 1597.9976 | 1742.4737
9.1 |  |  | 2294.7593 | 3082.1997 | 2570.2393 | 3570.7418 | 1351.9901 | 2139.1925 | 1218.2492 | 1742.4737
9.2 |  |  | 2116.6622 | 3082.1997 | 2343.8588 | 3570.6991 | 1285.1615 | 2139.0327 | 1058.6973 | 1742.4737
8.8 |  |  | 1995.9793 | 3082.1997 | 1849.7486 | 3567.1762 | 1129.2902 | 2138.7404 | 720.4584 | 1742.4737
8.7 |  |  | 1940.4782 | 3082.1997 | 1682.7008 | 3566.8552 | 1155.3218 | 2137.7654 | 527.379 | 1742.4737
8.5 |  |  | 1913.2306 | 3082.1997 | 1560.0689 | 3565.6177 | 1135.1703 | 2137.2766 | 424.8986 | 1742.4737
8.4 |  |  | 1906.1379 | 3082.1997 | 1563.6656 | 3564.5076 | 1144.9644 | 2137.0743 | 418.7012 | 1742.4737
8.5 |  |  | 1948.5521 | 3082.1997 | 1666.8175 | 3564.0898 | 1154.4849 | 2137.0714 | 512.3326 | 1742.4737
9.1 |  |  | 2137.0968 | 3082.1997 | 2243.3888 | 3563.4104 | 1644.2216 | 2136.4575 | 599.1672 | 1742.4737
9.6 |  |  | 2656.5978 | 3082.1997 | 2609.703 | 3562.3433 | 1570.6293 | 2136.3078 | 1039.0737 | 1742.4737
10.6 |  |  | 3039.3413 | 3082.1997 | 3422.4017 | 3562.1786 | 1679.928 | 2135.9599 | 1742.4737 | 1742.4737
10.5 |  |  | 3275.6278 | 3082.1997 | 4271.6762 | 3561.9225 | 1710.8192 | 2135.3728 | 2560.857 | 1742.4737
11.6 |  |  | 3289.1635 | 3082.1997 | 4412.7661 | 3561.8752 | 1634.9547 | 2134.9817 | 2777.8114 | 1742.4737
12.8 |  |  | 3251.336 | 3082.1997 | 2777.9906 | 3561.8487 | 19.8668 | 2134.2872 | 2758.1239 | 1742.4737
13 |  |  | 3205.9517 | 3082.1997 | 2460.9388 | 3561.2006 | 24.423 | 2133.722 | 2436.5158 | 1742.4737
12.9 |  |  | 3200.4762 | 3082.1997 | 3666.0192 | 3559.1765 | 1470.5633 | 2133.6038 | 2195.4559 | 1742.4737
14 |  |  | 3222.1939 | 3082.1997 | 2038.5387 | 3557.8529 | 24.7632 | 2133.2614 | 2013.7755 | 1742.4737
14.4 |  |  | 3186.0878 | 3082.1997 | 1936.0629 | 3557.604 | 22.3907 | 2132.3474 | 1913.6721 | 1742.4737
16.1 |  |  | 3060.7169 | 3082.1997 | 2000.0927 | 3557.368 | 23.1454 | 2131.9767 | 1976.9473 | 1742.4737
16.1 |  |  | 2971.2511 | 3082.1997 | 2305.6784 | 3557.3599 | 23.4096 | 2131.5948 | 2282.2688 | 1742.4737
15.8 |  |  | 2934.1055 | 3082.1997 | 2218.6071 | 3556.9484 | 21.3863 | 2129.7387 | 2197.2207 | 1742.4737
15.7 |  |  | 2954.5657 | 3082.1997 | 2157.0252 | 3556.8844 | 27.6714 | 2129.1192 | 2129.3539 | 1742.4737
15.8 |  |  | 2894.125 | 3082.1997 | 2212.9308 | 3556.1887 | 22.3254 | 2128.8316 | 2190.6053 | 1742.4737
16.8 |  |  | 2763.5794 | 3082.1997 | 1903.1227 | 3556.0051 | 26.4925 | 2128.557 | 1876.6302 | 1742.4737
16.7 |  |  | 2564.8268 | 3082.1997 | 1620.6732 | 3555.9612 | 22.6756 | 2128.5348 | 1597.9976 | 1740.9539
15.6 |  |  | 2290.136 | 3082.1997 | 1333.6297 | 3555.9265 | 115.3806 | 2128.5296 | 1218.2492 | 1740.9539
15.5 |  |  | 2117.2634 | 3082.1997 | 1162.5298 | 3555.6584 | 102.0892 | 2128.4531 | 1060.4406 | 1740.9539
15.7 |  |  | 1995.37 | 3082.1997 | 1072.4562 | 3555.5806 | 349.6996 | 2128.0936 | 722.7566 | 1740.9539
15.1 |  |  | 1940.7335 | 3082.1997 | 956.6585 | 3555.4391 | 427.2221 | 2126.9073 | 529.4364 | 1740.9539
14.7 |  |  | 1914.5412 | 3082.1997 | 966.977 | 3554.5696 | 540.3304 | 2126.812 | 426.6466 | 1740.9539
15 |  |  | 1911.203 | 3082.1997 | 991.8091 | 3554.288 | 570.4551 | 2126.6055 | 421.354 | 1740.9539
15.6 |  |  | 1960.2847 | 3082.1997 | 1070.8424 | 3553.6679 | 556.7282 | 2126.4152 | 514.1141 | 1740.9539
15.8 |  |  | 2173.2101 | 3082.1997 | 1615.4255 | 3552.1381 | 1012.9345 | 2125.9671 | 602.491 | 1740.9539
16.3 |  |  | 2727.6185 | 3082.1997 | 1565.2414 | 3551.8193 | 521.0915 | 2125.9335 | 1044.1499 | 1740.9539
17.1 |  |  | 3133.5748 | 3082.1997 | 1784.2393 | 3551.5329 | 35.3212 | 2125.6919 | 1748.9181 | 1740.9539
18.5 |  |  | 3393.2055 | 3082.1997 | 2599.5941 | 3551.5308 | 32.1426 | 2125.2575 | 2567.4515 | 1740.9539
19.8 |  |  | 3428.1353 | 3082.1997 | 2822.9364 | 3550.6779 | 38.7592 | 2125.1318 | 2784.1773 | 1740.9539
20.7 |  |  | 3393.2269 | 3082.1997 | 2789.2566 | 3549.6638 | 25.0582 | 2124.7813 | 2764.1984 | 1740.9539
20.9 |  |  | 3349.7952 | 3082.1997 | 2472.0872 | 3548.953 | 29.1324 | 2123.7429 | 2442.9548 | 1740.9539
22.1 |  |  | 3348.6181 | 3082.1997 | 2232.4726 | 3548.4336 | 30.1578 | 2123.6414 | 2202.3148 | 1740.9539
23.2 |  |  | 3372.5163 | 3082.1997 | 2049.5616 | 3548.3143 | 28.9576 | 2122.939 | 2020.6039 | 1740.9539
23.2 |  |  | 3333.8835 | 3082.1997 | 1946.5378 | 3547.6748 | 26.4216 | 2122.1314 | 1920.1162 | 1740.9539
23 |  |  | 3189.5689 | 3082.1997 | 2009.8264 | 3545.459 | 26.1098 | 2121.9329 | 1983.7166 | 1740.9539
22.3 |  |  | 3071.8444 | 3082.1997 | 2315.6575 | 3543.8761 | 25.9402 | 2121.3727 | 2289.7173 | 1740.9539
20.4 |  |  | 3011.1774 | 3082.1997 | 2228.1539 | 3543.6594 | 23.8839 | 2121.3338 | 2204.27 | 1740.9539
19.7 |  |  | 3022.3412 | 3082.1997 | 2167.0592 | 3543.4673 | 29.792 | 2121.1966 | 2137.2672 | 1740.9539
19.1 |  |  | 2945.3549 | 3082.1997 | 2222.7346 | 3542.518 | 23.9683 | 2119.1342 | 2198.7663 | 1740.9539
18.7 |  |  | 2795.4072 | 3082.1997 | 1909.7955 | 3541.7192 | 27.091 | 2118.8587 | 1882.7045 | 1740.9539
18.4 |  |  | 2582.966 | 3082.1997 | 1622.8108 | 3540.5888 | 22.4529 | 2118.6636 | 1600.3579 | 1740.9539
16.3 |  |  | 2300.2653 | 3082.1997 | 1333.8662 | 3539.9831 | 114.4737 | 2118.3406 | 1219.3925 | 1740.9539
16.7 |  |  | 2117.2634 | 3082.1997 | 1162.5298 | 3539.6218 | 102.0892 | 2118.0371 | 1060.4406 | 1740.9539
14.6 |  |  | 1995.37 | 3082.1997 | 1072.4562 | 3539.1037 | 349.6996 | 2118.0065 | 722.7566 | 1740.9539
14.8 |  |  | 1940.7335 | 3082.1997 | 956.6585 | 3538.7711 | 427.2221 | 2117.8912 | 529.4364 | 1740.9539
14.6 |  |  | 1914.5412 | 3082.1997 | 966.977 | 3538.0583 | 540.3304 | 2116.8971 | 426.6466 | 1740.9539
14.1 |  |  | 1911.203 | 3082.1997 | 991.8091 | 3537.7149 | 570.4551 | 2116.2957 | 421.354 | 1740.9539
13.8 |  |  | 1960.2847 | 3082.1997 | 1070.8424 | 3536.8817 | 556.7282 | 2116.1804 | 514.1141 | 1740.9539
13.8 |  |  | 2173.2101 | 3082.1997 | 1615.4255 | 3536.3655 | 1012.9345 | 2115.8862 | 602.491 | 1740.9539
14 |  |  | 2727.6185 | 3082.1997 | 1565.2414 | 3536.104 | 521.0915 | 2115.8811 | 1044.1499 | 1740.9539
14.1 |  |  | 3133.5748 | 3082.1997 | 1784.2393 | 3535.8445 | 35.3212 | 2115.1604 | 1748.9181 | 1740.9539
14.8 |  |  | 3385.852 | 3082.1997 | 2599.5941 | 3535.6781 | 32.1426 | 2114.5807 | 2567.4515 | 1740.9539
15.3 |  |  | 3412.222 | 3082.1997 | 2822.9364 | 3535.5713 | 38.7592 | 2114.5044 | 2784.1773 | 1740.9539
15.7 |  |  | 3374.5527 | 3082.1997 | 2789.2566 | 3535.374 | 25.0582 | 2114.2359 | 2764.1984 | 1740.9539
16.3 |  |  | 3332.1138 | 3082.1997 | 2472.0872 | 3535.1335 | 29.1324 | 2113.6336 | 2442.9548 | 1740.9539
16 |  |  | 3323.8711 | 3082.1997 | 2232.4726 | 3532.2453 | 30.1578 | 2113.6258 | 2202.3148 | 1740.9539
15.4 |  |  | 3338.5949 | 3082.1997 | 2049.5616 | 3531.9195 | 28.9576 | 2113.4196 | 2020.6039 | 1740.9539
15.5 |  |  | 3300.2698 | 3082.1997 | 1946.5378 | 3531.1704 | 26.4216 | 2113.145 | 1920.1162 | 1740.9539
15.1 |  |  | 3163.879 | 3082.1997 | 2009.8264 | 3530.8497 | 26.1098 | 2112.8023 | 1983.7166 | 1740.9539
15 |  |  | 3058.9314 | 3082.1997 | 2315.6575 | 3530.8057 | 25.9402 | 2112.7202 | 2289.7173 | 1740.9539
14.7 |  |  | 3011.1774 | 3082.1997 | 2228.1539 | 3529.922 | 23.8839 | 2112.5194 | 2204.27 | 1740.9539
15.3 |  |  | 3022.3412 | 3082.1997 | 2167.0592 | 3529.2801 | 29.792 | 2112.2386 | 2137.2672 | 1740.9539
14.6 |  |  | 2945.3549 | 3082.1997 | 2222.7346 | 3528.0002 | 23.9683 | 2111.9134 | 2198.7663 | 1740.9539
14.1 |  |  | 2795.4072 | 3082.1997 | 1909.7955 | 3527.8349 | 27.091 | 2111.6836 | 1882.7045 | 1740.9539
14.1 |  |  | 2582.966 | 3082.1997 | 1622.8108 | 3527.8159 | 22.4529 | 2111.5855 | 1600.3579 | 1740.9539
13.9 |  |  | 2300.2653 | 3082.1997 | 1333.8662 | 3527.4424 | 114.4737 | 2111.4331 | 1219.3925 | 1740.9539
13.6 |  |  | 2117.2634 | 3082.1997 | 1162.5298 | 3526.878 | 102.0892 | 2110.7947 | 1060.4406 | 1740.9539
12.9 |  |  | 1995.37 | 3082.1997 | 1072.4562 | 3525.6744 | 349.6996 | 2110.6346 | 722.7566 | 1740.9539
12.7 |  |  | 1940.7335 | 3082.1997 | 956.6585 | 3525.5045 | 427.2221 | 2110.3615 | 529.4364 | 1740.9539
12.4 |  |  | 1914.5412 | 3082.1997 | 966.977 | 3524.2619 | 540.3304 | 2110.247 | 426.6466 | 1740.9539
12.3 |  |  | 1911.203 | 3082.1997 | 991.8091 | 3524.0724 | 570.4551 | 2109.8788 | 421.354 | 1740.9539
12.3 |  |  | 1960.2847 | 3082.1997 | 1070.8424 | 3523.9987 | 556.7282 | 2109.7933 | 514.1141 | 1740.9539
12.2 |  |  | 2173.2101 | 3082.1997 | 1615.4255 | 3522.5326 | 1012.9345 | 2108.5092 | 602.491 | 1740.9539
12.2 |  |  | 2727.6185 | 3082.1997 | 1565.2414 | 3521.9101 | 521.0915 | 2108.1366 | 1044.1499 | 1740.9539
12.5 |  |  | 3133.5748 | 3082.1997 | 1784.2393 | 3521.6355 | 35.3212 | 2108.1065 | 1748.9181 | 1740.9539
12.5 |  |  | 3385.852 | 3082.1997 | 2599.5941 | 3520.6915 | 32.1426 | 2107.3794 | 2567.4515 | 1740.9539
12.3 |  |  | 3412.222 | 3082.1997 | 4079.3007 | 3519.4331 | 1295.1234 | 2107.3739 | 2784.1773 | 1740.9539
12.1 |  |  | 3373.1735 | 3082.1997 | 2789.1504 | 3518.3641 | 24.9519 | 2107.0653 | 2764.1984 | 1740.9539
12.3 |  |  | 3326.9706 | 3082.1997 | 3841.4368 | 3518.0761 | 1398.482 | 2106.8042 | 2442.9548 | 1740.9539
12.3 |  |  | 3319.7055 | 3082.1997 | 3564.5076 | 3517.9439 | 1362.1929 | 2106.4974 | 2202.3148 | 1740.9539
12.5 |  |  | 3338.5949 | 3082.1997 | 3456.6655 | 3517.11 | 1436.0616 | 2106.4906 | 2020.6039 | 1740.9539
12.3 |  |  | 3300.2698 | 3082.1997 | 3086.1373 | 3516.9131 | 1166.0212 | 2106.263 | 1920.1162 | 1740.9539
12.3 |  |  | 3163.879 | 3082.1997 | 3207.7302 | 3515.6539 | 1224.0137 | 2105.7289 | 1983.7166 | 1740.9539
12.2 |  |  | 3058.9314 | 3082.1997 | 3591.2454 | 3515.255 | 1301.528 | 2105.078 | 2289.7173 | 1740.9539
12 |  |  | 3011.1774 | 3082.1997 | 2214.026 | 3515.2371 | 9.756 | 2104.9921 | 2204.27 | 1740.9539
11.8 |  |  | 3022.3412 | 3082.1997 | 3467.5768 | 3514.5983 | 1330.3097 | 2104.5428 | 2137.2672 | 1740.9539
11.6 |  |  | 2945.3549 | 3082.1997 | 3478.2546 | 3513.9774 | 1279.4883 | 2104.4625 | 2198.7663 | 1740.9539
11.3 |  |  | 2795.4072 | 3082.1997 | 3241.4288 | 3513.6215 | 1358.7243 | 2104.3763 | 1882.7045 | 1740.9539
11 |  |  | 2582.966 | 3082.1997 | 1608.4909 | 3513.616 | 8.133 | 2103.6726 | 1600.3579 | 1740.9539
11 |  |  | 2300.2653 | 3082.1997 | 1333.8662 | 3512.4006 | 114.4737 | 2103.3999 | 1219.3925 | 1740.9539
10.7 |  |  | 2117.2634 | 3082.1997 | 1162.8141 | 3511.2857 | 102.3735 | 2102.8084 | 1060.4406 | 1740.9539
10.5 |  |  | 1995.37 | 3082.1997 | 1049.8412 | 3511.1286 | 327.0846 | 2101.9823 | 722.7566 | 1740.9539
10.5 |  |  | 1940.7335 | 3082.1997 | 968.9416 | 3510.0022 | 439.5053 | 2101.6717 | 529.4364 | 1740.9539
10.3 |  |  | 1914.5412 | 3082.1997 | 968.0482 | 3509.9937 | 541.4016 | 2100.9438 | 426.6466 | 1740.9539
10.3 |  |  | 1911.203 | 3082.1997 | 992.4824 | 3509.5148 | 571.1284 | 2100.2592 | 421.354 | 1740.9539
10 |  |  | 1960.2847 | 3082.1997 | 1118.61 | 3508.8481 | 604.4959 | 2100.037 | 514.1141 | 1740.9539
9.8 |  |  | 2173.2101 | 3082.1997 | 2210.8276 | 3507.6789 | 1608.3366 | 2098.7883 | 602.491 | 1740.9539
9.5 |  |  | 2727.6185 | 3082.1997 | 2542.1957 | 3507.4498 | 1498.0458 | 2098.7499 | 1044.1499 | 1740.9539
9.9 |  |  | 3133.5748 | 3082.1997 | 3381.2675 | 3506.86 | 1632.3494 | 2098.5408 | 1748.9181 | 1740.9539
10 |  |  | 3385.852 | 3082.1997 | 4209.7486 | 3506.4259 | 1642.2971 | 2097.9985 | 2567.4515 | 1740.9539
10 |  |  | 3412.222 | 3082.1997 | 4448.7363 | 3506.3627 | 1664.559 | 2097.9959 | 2784.1773 | 1740.9539
10.2 |  |  | 3373.1735 | 3082.1997 | 4373.5175 | 3505.0021 | 1609.3191 | 2097.4415 | 2764.1984 | 1740.9539
10.3 |  |  | 3326.9706 | 3082.1997 | 4088.0639 | 3504.572 | 1645.1091 | 2097.169 | 2442.9548 | 1740.9539
10.8 |  |  | 3319.7055 | 3082.1997 | 3745.9093 | 3503.8625 | 1543.5945 | 2096.8283 | 2202.3148 | 1740.9539
10.5 |  |  | 3338.5949 | 3082.1997 | 3637.9556 | 3503.7723 | 1617.3517 | 2096.2469 | 2020.6039 | 1740.9539
10.7 |  |  | 3300.2698 | 3082.1997 | 3336.4545 | 3503.1109 | 1416.3383 | 2096.1946 | 1920.1162 | 1740.9539
10.9 |  |  | 3163.879 | 3082.1997 | 3462.3692 | 3501.4013 | 1478.6526 | 2094.7974 | 1983.7166 | 1740.9539
10.8 |  |  | 3058.9314 | 3082.1997 | 3844.588 | 3500.5789 | 1554.8707 | 2094.4668 | 2289.7173 | 1740.9539
10.7 |  |  | 3011.1774 | 3082.1997 | 3783.355 | 3499.1028 | 1579.085 | 2093.7428 | 2204.27 | 1740.9539
10.8 |  |  | 3022.3412 | 3082.1997 | 3714.6374 | 3497.6623 | 1577.3702 | 2092.3926 | 2137.2672 | 1740.9539
10.5 |  |  | 2945.3549 | 3082.1997 | 3707.7521 | 3495.7133 | 1508.9858 | 2092.2932 | 2198.7663 | 1740.9539
10.2 |  |  | 2795.4072 | 3082.1997 | 3415.1234 | 3495.2757 | 1532.4189 | 2090.896 | 1882.7045 | 1740.9539
10.1 |  |  | 2582.966 | 3082.1997 | 2812.6077 | 3495.0619 | 1212.2499 | 2090.7657 | 1600.3579 | 1740.9539
10.1 |  |  | 2300.2653 | 3082.1997 | 1313.5581 | 3494.5351 | 94.1657 | 2090.7099 | 1219.3925 | 1740.9539
9.8 |  |  | 2117.2634 | 3082.1997 | 2371.5534 | 3494.3648 | 1311.1128 | 2089.5794 | 1060.4406 | 1740.9539
10.1 |  |  | 1995.37 | 3071.8444 | 1078.4013 | 3494.0823 | 355.6447 | 2089.2536 | 722.7566 | 1740.9539
9.8 |  |  | 1940.7335 | 3071.1905 | 1038.7605 | 3491.8811 | 509.3241 | 2088.8222 | 529.4364 | 1740.9539
9.9 |  |  | 1914.5412 | 3070.9725 | 1029.8638 | 3490.1111 | 603.2172 | 2088.5275 | 426.6466 | 1740.9539
9.8 |  |  | 1911.203 | 3069.6645 | 1038.2623 | 3489.9408 | 616.9083 | 2088.3039 | 421.354 | 1740.9539
9.9 |  |  | 1960.2847 | 3067.9346 | 1124.6613 | 3489.0821 | 610.5471 | 2088.1316 | 514.1141 | 1740.9539
10.2 |  |  | 2173.2101 | 3067.9346 | 2178.4851 | 3488.544 | 1575.9941 | 2087.791 | 602.491 | 1740.9539
11 |  |  | 2727.6185 | 3067.9346 | 1565.7636 | 3488.4824 | 521.6137 | 2087.6982 | 1044.1499 | 1740.9539
11.6 |  |  | 3133.5748 | 3062.9066 | 3273.1215 | 3487.1615 | 1524.2034 | 2087.0964 | 1748.9181 | 1740.9539
11.6 |  |  | 3385.852 | 3062.2526 | 4126.3059 | 3486.8796 | 1558.8544 | 2087.0672 | 2567.4515 | 1740.9539
12.3 |  |  | 3412.222 | 3060.7169 | 4288.8143 | 3485.5205 | 1504.6371 | 2085.7995 | 2784.1773 | 1740.9539
13 |  |  | 3373.1735 | 3060.7169 | 2789.2566 | 3483.9757 | 25.0582 | 2085.6873 | 2764.1984 | 1740.9539
13.2 |  |  | 3326.9706 | 3060.7169 | 2472.0872 | 3483.7247 | 29.1324 | 2085.4314 | 2442.9548 | 1740.9539
14.2 |  |  | 3319.7055 | 3059.4186 | 2232.4726 | 3482.2711 | 30.1578 | 2085.1422 | 2202.3148 | 1740.9539
15.6 |  |  | 3341.1911 | 3059.2805 | 2049.5616 | 3480.3673 | 28.9576 | 2084.8192 | 2020.6039 | 1740.9539
15 |  |  | 3300.2698 | 3059.2805 | 1946.5378 | 3478.2546 | 26.4216 | 2083.856 | 1920.1162 | 1740.9539
16.8 |  |  | 3168.5945 | 3059.2805 | 2009.8264 | 3477.597 | 26.1098 | 2083.6266 | 1983.7166 | 1740.9539
14.9 |  |  | 3058.9314 | 3059.2805 | 2315.6575 | 3477.5141 | 25.9402 | 2083.5795 | 2289.7173 | 1740.9539
14.9 |  |  | 3011.1774 | 3059.2805 | 2228.1539 | 3477.2676 | 23.8839 | 2082.4191 | 2204.27 | 1740.9539
15.3 |  |  | 3022.3412 | 3059.2805 | 2167.0592 | 3476.0249 | 29.792 | 2081.3522 | 2137.2672 | 1740.9539
14.7 |  |  | 2945.3549 | 3059.2805 | 2222.7346 | 3475.3768 | 23.9683 | 2081.2573 | 2198.7663 | 1740.9539
14.3 |  |  | 2795.4072 | 3059.2805 | 1909.7955 | 3474.6838 | 27.091 | 2080.8243 | 1882.7045 | 1740.9539
15 |  |  | 2582.966 | 3059.2805 | 1622.8108 | 3474.1678 | 22.4529 | 2080.6602 | 1600.3579 | 1740.9539
15.9 |  |  | 2300.2653 | 3059.2805 | 1333.8662 | 3473.4711 | 114.4737 | 2080.4491 | 1219.3925 | 1740.9539
15.3 |  |  | 2120.1393 | 3058.9314 | 1161.1784 | 3473.4665 | 102.4811 | 2080.2736 | 1058.6973 | 1740.9539
14 |  |  | 1997.9263 | 3058.9314 | 1070.5319 | 3473.1084 | 350.0735 | 2079.6316 | 720.4584 | 1740.9539
12.9 |  |  | 1942.6554 | 3058.9314 | 954.5336 | 3472.872 | 427.1545 | 2079.4699 | 527.379 | 1740.9539
12.8 |  |  | 1914.3801 | 3058.9314 | 965.2672 | 3471.8379 | 540.3686 | 2079.0081 | 424.8986 | 1740.9539
11.9 |  |  | 1908.1296 | 3058.9314 | 989.2347 | 3471.6397 | 570.5335 | 2078.4395 | 418.7012 | 1740.9539
11.7 |  |  | 1951.6078 | 3058.9314 | 1068.7247 | 3470.5791 | 556.392 | 2077.8282 | 512.3326 | 1740.9539
11.6 |  |  | 2143.5555 | 3058.9314 | 1611.5585 | 3468.8171 | 1012.3913 | 2076.7501 | 599.1672 | 1740.9539
12.1 |  |  | 2667.9224 | 3058.3923 | 1559.4101 | 3468.5926 | 520.3364 | 2076.7411 | 1039.0737 | 1740.9539
13 |  |  | 3067.9346 | 3058.3923 | 1777.1567 | 3468.2698 | 34.6829 | 2076.6905 | 1742.4737 | 1740.9539
14.2 |  |  | 3330.093 | 3058.3923 | 2592.3549 | 3467.8107 | 31.4979 | 2076.488 | 2560.857 | 1740.9539
16.1 |  |  | 3361.7864 | 3058.3923 | 2815.9921 | 3467.5768 | 38.1808 | 2075.2019 | 2777.8114 | 1740.9539
16.5 |  |  | 3326.1222 | 3058.3923 | 2783.6015 | 3467.2153 | 25.4776 | 2074.1984 | 2758.1239 | 1740.9539
15.1 |  |  | 3281.5247 | 3058.3923 | 2466.9842 | 3465.2296 | 30.4683 | 2073.94 | 2436.5158 | 1740.9539
16.9 |  |  | 3275.4563 | 3058.3923 | 2227.2436 | 3465.1752 | 31.7878 | 2073.8864 | 2195.4559 | 1740.9539
16.5 |  |  | 3290.4149 | 3058.3923 | 2044.7781 | 3465.1413 | 31.0027 | 2073.5067 | 2013.7755 | 1740.9539
16.4 |  |  | 3245.9702 | 3058.3923 | 1942.3349 | 3465.1412 | 28.6627 | 2072.9115 | 1913.6721 | 1740.9539
15 |  |  | 3113.9858 | 3058.3923 | 2005.7266 | 3464.4956 | 28.7794 | 2072.8721 | 1976.9473 | 1740.9539
16.2 |  |  | 3019.7497 | 3058.3923 | 2310.8013 | 3464.1738 | 28.5325 | 2072.5641 | 2282.2688 | 1740.9539
15.9 |  |  | 2971.028 | 3058.3923 | 2223.7183 | 3464.153 | 26.4976 | 2072.4847 | 2197.2207 | 1740.9539
16.1 |  |  | 2978.9743 | 3058.3923 | 2161.5401 | 3463.1758 | 32.1863 | 2072.1833 | 2129.3539 | 1740.9539
15 |  |  | 2909.2981 | 3058.3923 | 2216.656 | 3462.9485 | 26.0506 | 2071.326 | 2190.6053 | 1740.9539
14.9 |  |  | 2772.8696 | 3058.3923 | 1905.4113 | 3462.3692 | 28.7811 | 2071.0428 | 1876.6302 | 1740.9539
14.2 |  |  | 2571.2877 | 3058.3923 | 1621.8815 | 3462.0419 | 23.8839 | 2070.8676 | 1597.9976 | 1740.9539
14 |  |  | 2294.7593 | 3058.3923 | 1333.819 | 3461.8081 | 115.5698 | 2070.7135 | 1218.2492 | 1740.9539
12.9 |  |  | 2116.6622 | 3058.3923 | 1161.1398 | 3461.4028 | 102.4425 | 2070.6044 | 1058.6973 | 1740.9539
12.5 |  |  | 1995.9793 | 3058.3923 | 1070.6034 | 3460.2077 | 350.145 | 2070.5049 | 720.4584 | 1740.9539
12.5 |  |  | 1940.4782 | 3058.3923 | 954.5972 | 3459.3733 | 427.2181 | 2070.4345 | 527.379 | 1740.9539
11.6 |  |  | 1913.2306 | 3058.3923 | 964.7745 | 3456.8624 | 539.8759 | 2070.0646 | 424.8986 | 1740.9539
11.5 |  |  | 1906.1379 | 3058.3923 | 988.5744 | 3456.6655 | 569.8732 | 2069.5838 | 418.7012 | 1740.9539
11.4 |  |  | 1948.5521 | 3058.3923 | 1068.2353 | 3455.6719 | 555.9027 | 2069.5157 | 512.3326 | 1740.9539
12.2 |  |  | 2137.0968 | 3058.3923 | 1610.277 | 3454.5199 | 1011.1098 | 2069.3243 | 599.1672 | 1740.9539
13.4 |  |  | 2656.5978 | 3058.3923 | 1557.5655 | 3453.9661 | 518.4918 | 2069.0785 | 1039.0737 | 1740.9539
13.6 |  |  | 3039.3413 | 3058.3286 | 1774.3409 | 3453.8757 | 31.8672 | 2067.0011 | 1742.4737 | 1740.9539
15 |  |  | 3275.6278 | 3057.5957 | 2589.1419 | 3453.1859 | 28.2849 | 2066.5298 | 2560.857 | 1740.9539
16.5 |  |  | 3289.1635 | 3057.5957 | 2811.4613 | 3453.0635 | 33.65 | 2066.4617 | 2777.8114 | 1740.9539
17.7 |  |  | 3251.336 | 3057.5957 | 2778.0156 | 3453.051 | 19.8917 | 2066.0666 | 2758.1239 | 1740.9539
19.4 |  |  | 3205.9517 | 3057.5957 | 2460.9388 | 3451.3294 | 24.423 | 2066.0445 | 2436.5158 | 1740.9539
20.6 |  |  | 3200.4762 | 3057.5957 | 2220.8189 | 3451.1592 | 25.363 | 2065.6428 | 2195.4559 | 1740.9539
20.9 |  |  | 3222.1939 | 3057.5957 | 2038.5387 | 3450.4715 | 24.7632 | 2065.2798 | 2013.7755 | 1740.9539
21.5 |  |  | 3186.0878 | 3057.5957 | 1936.0629 | 3449.9906 | 22.3907 | 2065.0387 | 1913.6721 | 1740.9539
21.5 |  |  | 3060.7169 | 3057.5957 | 2000.0927 | 3447.5266 | 23.1454 | 2063.6023 | 1976.9473 | 1740.9539
20.4 |  |  | 2971.2511 | 3057.5957 | 2305.6784 | 3447.3158 | 23.4096 | 2063.3514 | 2282.2688 | 1740.9539
20.3 |  |  | 2934.1055 | 3057.5957 | 2218.6071 | 3447.145 | 21.3863 | 2062.8382 | 2197.2207 | 1740.9539
19 |  |  | 2954.5657 | 3057.5957 | 2157.0252 | 3446.2026 | 27.6714 | 2062.6177 | 2129.3539 | 1740.9539
16.1 |  |  | 2894.125 | 3057.5957 | 2212.9308 | 3445.7083 | 22.3254 | 2061.7934 | 2190.6053 | 1740.9539
16.2 |  |  | 2763.5794 | 3057.5957 | 1903.1227 | 3444.8889 | 26.4925 | 2061.3381 | 1876.6302 | 1740.9539
15.9 |  |  | 2564.8268 | 3057.5957 | 1620.6732 | 3444.364 | 22.6756 | 2061.3282 | 1597.9976 | 1740.9539
15.3 |  |  | 2290.136 | 3057.5957 | 1333.6297 | 3443.0675 | 115.3806 | 2061.2114 | 1218.2492 | 1740.9539
15.5 |  |  | 2064.8451 | 3057.5957 | 1259.9789 | 3442.8439 | 379.4627 | 2059.7233 | 880.5162 | 1740.9539
15.1 |  |  | 1959.8992 | 3057.5957 | 1160.8024 | 3442.4312 | 577.7451 | 2059.5932 | 583.0573 | 1740.9539
12 |  |  | 1939.1767 | 3057.5957 | 1110.5211 | 3441.9335 | 642.7607 | 2059.1123 | 467.7603 | 1740.9539
12.2 |  |  | 1931.8549 | 3057.5957 | 1098.042 | 3441.9316 | 688.9028 | 2058.4271 | 409.1392 | 1740.9539
10.8 |  |  | 1949.3697 | 3057.5957 | 1140.313 | 3441.5735 | 632.5849 | 2057.8902 | 507.7281 | 1740.9539
12.3 |  |  | 2056.6563 | 3057.5957 | 1336.6722 | 3440.9887 | 430.9694 | 2057.8284 | 905.7029 | 1740.9539
14.8 |  |  | 2430.1995 | 3057.5957 | 2151.8569 | 3440.4448 | 324.5943 | 2057.7197 | 1827.2627 | 1740.9539
15.9 |  |  | 3088.7435 | 3057.5957 | 2813.5766 | 3440.0538 | 105.3482 | 2057.0105 | 2708.2283 | 1740.9539
17.9 |  |  | 3465.9389 | 3057.5957 | 2290.1465 | 3438.4731 | 96.1391 | 2056.7238 | 2194.0075 | 1740.9539
18.8 |  |  | 3569.6586 | 3057.5957 | 2031.6677 | 3438.4466 | 82.2758 | 2056.0848 | 1949.3919 | 1740.9539
18.8 |  |  | 3648.6525 | 3057.5957 | 2026.5364 | 3437.903 | 84.4621 | 2055.0676 | 1942.0744 | 1740.9539
18.9 |  |  | 3601.4106 | 3057.5957 | 1882.2775 | 3436.9639 | 141.3236 | 2054.8796 | 1740.9539 | 1740.9539
18.1 |  |  | 3528.9653 | 3057.5957 | 1826.0205 | 3435.0447 | 170.9698 | 2054.6227 | 1655.0507 | 1740.9539
18.6 |  |  | 3544.9738 | 3057.5957 | 1716.1839 | 3434.5236 | 105.9638 | 2054.4256 | 1610.22 | 1740.9539
18.5 |  |  | 3642.0713 | 3057.5957 | 1786.9532 | 3434.3965 | 76.5989 | 2053.1036 | 1710.3543 | 1740.9539
18.4 |  |  | 3662.3367 | 3057.5957 | 1812.1177 | 3434.1928 | 61.1616 | 2052.1673 | 1750.9562 | 1740.9539
18.2 |  |  | 3491.6642 | 3057.5957 | 2143.9392 | 3432.983 | 49.9494 | 2050.7241 | 2093.9898 | 1740.9539
18.9 |  |  | 3328.447 | 3057.5957 | 2520.2429 | 3432.3337 | 47.267 | 2050.452 | 2472.9759 | 1740.9539
18.4 |  |  | 3255.5147 | 3057.5957 | 2506.6257 | 3430.3343 | 44.3667 | 2050.2079 | 2462.259 | 1740.9539
18 |  |  | 3274.1915 | 3057.5957 | 2418.8363 | 3430.1693 | 41.3173 | 2050.1908 | 2377.519 | 1740.9539
17.5 |  |  | 3240.8435 | 3057.5957 | 2390.0648 | 3429.493 | 37.2857 | 2050.0645 | 2352.7791 | 1740.9539
17.7 |  |  | 3057.5957 | 3057.5957 | 1977.4076 | 3427.6976 | 41.7713 | 2050.0234 | 1935.6363 | 1740.9539
15.6 |  |  | 2797.9335 | 3057.5957 | 1834.5282 | 3424.3862 | 48.3012 | 2049.7198 | 1786.227 | 1740.9539
14 |  |  | 2410.5555 | 3057.5957 | 1546.5115 | 3423.2782 | 91.5739 | 2049.594 | 1454.9376 | 1740.9539
13.8 |  |  | 2064.8451 | 3057.5957 | 1259.9789 | 3422.4017 | 379.4627 | 2048.4529 | 880.5162 | 1740.9539
15.9 |  |  | 1959.8992 | 3057.5957 | 1160.8024 | 3421.6215 | 577.7451 | 2048.2017 | 583.0573 | 1740.9539
16.4 |  |  | 1939.1767 | 3057.5957 | 1110.5211 | 3420.393 | 642.7607 | 2047.5985 | 467.7603 | 1740.9539
15.7 |  |  | 1931.8549 | 3057.5957 | 1098.042 | 3420.2338 | 688.9028 | 2047.4255 | 409.1392 | 1740.9539
14.7 |  |  | 1949.3697 | 3057.5957 | 1140.6001 | 3419.8161 | 632.872 | 2046.9972 | 507.7281 | 1740.9539
15.2 |  |  | 2056.6563 | 3057.5957 | 1336.6722 | 3418.5092 | 430.9694 | 2046.5442 | 905.7029 | 1740.9539
16.4 |  |  | 2430.1995 | 3057.5957 | 2151.8569 | 3417.4405 | 324.5943 | 2046.5028 | 1827.2627 | 1740.9539
16.4 |  |  | 3088.7435 | 3057.5957 | 2813.5766 | 3416.4018 | 105.3482 | 2046.2 | 2708.2283 | 1740.9539
16.6 |  |  | 3465.9389 | 3057.5957 | 2290.1465 | 3415.1234 | 96.1391 | 2045.6569 | 2194.0075 | 1740.9539
17.1 |  |  | 3563.4914 | 3057.5957 | 2031.6677 | 3414.8146 | 82.2758 | 2045.2825 | 1949.3919 | 1740.9539
16.9 |  |  | 3587.3108 | 3057.5957 | 2026.5364 | 3414.6855 | 84.4621 | 2044.9855 | 1942.0744 | 1740.9539
17.1 |  |  | 3538.4811 | 3057.5957 | 1882.2775 | 3413.1823 | 141.3236 | 2044.4789 | 1740.9539 | 1740.9539
18.2 |  |  | 3533.2856 | 3039.5574 | 1826.0205 | 3412.4608 | 170.9698 | 2044.4245 | 1655.0507 | 1740.9539
18.2 |  |  | 3527.1366 | 3039.5574 | 1716.1839 | 3412.3483 | 105.9638 | 2043.3926 | 1610.22 | 1740.9539
18.8 |  |  | 3658.1538 | 3039.5574 | 1786.9532 | 3412.2373 | 76.5989 | 2043.0815 | 1710.3543 | 1740.9539
18.5 |  |  | 3667.2259 | 3039.5574 | 1812.1177 | 3411.8581 | 61.1616 | 2043.0508 | 1750.9562 | 1740.9539
18.6 |  |  | 3524.0677 | 3039.5574 | 2143.9392 | 3411.1123 | 49.9494 | 2043.0114 | 2093.9898 | 1740.9539
17.8 |  |  | 3325.2211 | 3039.5574 | 2520.2429 | 3409.8148 | 47.267 | 2042.7844 | 2472.9759 | 1740.9539
14.9 |  |  | 3255.5147 | 3039.5574 | 2506.6257 | 3409.0243 | 44.3667 | 2042.5889 | 2462.259 | 1740.9539
13.7 |  |  | 3274.1915 | 3039.5574 | 2418.8363 | 3408.8223 | 41.3173 | 2042.0772 | 2377.519 | 1740.9539
13.3 |  |  | 3240.8435 | 3039.5574 | 2390.0648 | 3408.1149 | 37.2857 | 2041.7325 | 2352.7791 | 1740.9539
13 |  |  | 3057.5957 | 3039.5574 | 1977.4076 | 3406.6233 | 41.7713 | 2041.6079 | 1935.6363 | 1740.9539
12.5 |  |  | 2797.9335 | 3039.3413 | 1834.5282 | 3406.0712 | 48.3012 | 2041.4726 | 1786.227 | 1740.9539
12 |  |  | 2410.5555 | 3039.3413 | 1546.5115 | 3405.8105 | 91.5739 | 2041.4131 | 1454.9376 | 1740.9539
11.4 |  |  | 2064.8451 | 3039.3413 | 1259.9789 | 3404.2562 | 379.4627 | 2041.3375 | 880.5162 | 1740.9539
10.8 |  |  | 1959.8992 | 3036.3484 | 1160.3511 | 3403.663 | 577.2938 | 2040.9864 | 583.0573 | 1740.9539
10.6 |  |  | 1939.1767 | 3036.3484 | 1110.2242 | 3402.8377 | 642.4639 | 2040.9736 | 467.7603 | 1740.9539
10.7 |  |  | 1931.8549 | 3036.3484 | 1097.8335 | 3402.8072 | 688.6944 | 2039.6078 | 409.1392 | 1740.9539
11 |  |  | 1949.3697 | 3036.3484 | 1140.6276 | 3401.9224 | 632.8995 | 2039.5261 | 507.7281 | 1740.9539
11.8 |  |  | 2056.6563 | 3036.3484 | 1336.7666 | 3399.769 | 431.0637 | 2038.2518 | 905.7029 | 1740.9539
11.6 |  |  | 2430.1995 | 3036.3484 | 2151.1615 | 3399.0503 | 323.8988 | 2038.0279 | 1827.2627 | 1740.9539
11.6 |  |  | 3088.7435 | 3036.3484 | 2812.8164 | 3398.9952 | 104.5881 | 2037.8271 | 2708.2283 | 1740.9539
13.5 |  |  | 3465.9389 | 3036.3484 | 2290.1465 | 3398.9015 | 96.1391 | 2037.7561 | 2194.0075 | 1740.9539
14 |  |  | 3558.6781 | 3036.3484 | 2031.6677 | 3398.8686 | 82.2758 | 2037.6668 | 1949.3919 | 1740.9539
14.2 |  |  | 3536.0032 | 3036.3484 | 2026.5364 | 3398.5315 | 84.4621 | 2037.6427 | 1942.0744 | 1740.9539
15 |  |  | 3474.9051 | 3036.3484 | 1882.2775 | 3398.2034 | 141.3236 | 2036.7211 | 1740.9539 | 1740.9539
15.5 |  |  | 3436.6745 | 3036.3484 | 1826.0205 | 3397.9609 | 170.9698 | 2036.5124 | 1655.0507 | 1740.9539
15.9 |  |  | 3424.5722 | 3036.3484 | 1716.1839 | 3396.477 | 105.9638 | 2036.4412 | 1610.22 | 1740.9539
16.3 |  |  | 3538.9937 | 3036.3484 | 1786.9532 | 3394.7192 | 76.5989 | 2036.0339 | 1710.3543 | 1740.9539
16.6 |  |  | 3574.3308 | 3036.3484 | 1812.1177 | 3392.8903 | 61.1616 | 2035.9719 | 1750.9562 | 1740.9539
16.5 |  |  | 3483.9276 | 3036.3484 | 2143.9392 | 3391.9247 | 49.9494 | 2034.8519 | 2093.9898 | 1740.9539
16.7 |  |  | 3321.9953 | 3036.3484 | 2520.2429 | 3391.3216 | 47.267 | 2034.6139 | 2472.9759 | 1740.9539
16.6 |  |  | 3255.5147 | 3036.3484 | 2506.6257 | 3388.7543 | 44.3667 | 2034.379 | 2462.259 | 1740.9539
16.2 |  |  | 3274.1915 | 3036.3484 | 2418.8363 | 3388.366 | 41.3173 | 2033.9993 | 2377.519 | 1740.9539
15.4 |  |  | 3240.8435 | 3036.3484 | 2390.0648 | 3387.1029 | 37.2857 | 2033.9686 | 2352.7791 | 1740.9539
13 |  |  | 3057.5957 | 3036.3484 | 1977.4076 | 3385.1652 | 41.7713 | 2033.9502 | 1935.6363 | 1740.9539
11.6 |  |  | 2797.9335 | 3036.3484 | 1834.5282 | 3384.1128 | 48.3012 | 2032.3485 | 1786.227 | 1710.3543
10.7 |  |  | 2410.5555 | 3036.3484 | 2690.7886 | 3384.03 | 1235.851 | 2031.5905 | 1454.9376 | 1710.3543
10.7 |  |  | 2064.8451 | 3036.3484 | 1259.8009 | 3383.9851 | 379.2848 | 2030.7547 | 880.5162 | 1710.3543
10.2 |  |  | 1959.8992 | 3036.3484 | 1160.8257 | 3383.6306 | 577.7685 | 2030.5829 | 583.0573 | 1710.3543
9.8 |  |  | 1939.1767 | 3034.872 | 1110.6699 | 3383.0724 | 642.9096 | 2030.5196 | 467.7603 | 1710.3543
10.5 |  |  | 1931.8549 | 3034.872 | 1098.1967 | 3381.3671 | 689.0575 | 2029.5762 | 409.1392 | 1710.3543
10.4 |  |  | 1949.3697 | 3034.872 | 1141.0044 | 3381.2675 | 633.2763 | 2028.9034 | 507.7281 | 1710.3543
9.5 |  |  | 2056.6563 | 3034.872 | 1941.7229 | 3378.4173 | 1036.02 | 2028.8128 | 905.7029 | 1710.3543
11.6 |  |  | 2430.1995 | 3034.872 | 2151.6121 | 3377.2713 | 324.3495 | 2027.7251 | 1827.2627 | 1710.3543
13.4 |  |  | 3088.7435 | 3034.872 | 2813.5766 | 3376.5946 | 105.3482 | 2027.209 | 2708.2283 | 1710.3543
14.3 |  |  | 3465.9389 | 3034.872 | 2290.1465 | 3375.2201 | 96.1391 | 2026.8327 | 2194.0075 | 1710.3543
16.2 |  |  | 3560.2264 | 3034.872 | 2031.6677 | 3374.7484 | 82.2758 | 2026.5296 | 1949.3919 | 1710.3543
17.1 |  |  | 3593.7678 | 3034.872 | 2026.5364 | 3373.9827 | 84.4621 | 2026.4516 | 1942.0744 | 1710.3543
19.7 |  |  | 3629.3793 | 3034.872 | 1882.2775 | 3373.0271 | 141.3236 | 2026.3186 | 1740.9539 | 1710.3543
22.1 |  |  | 3700.979 | 3031.4344 | 1826.0205 | 3372.8027 | 170.9698 | 2025.8345 | 1655.0507 | 1710.3543
22.4 |  |  | 3708.7484 | 3031.4344 | 1716.1839 | 3372.5458 | 105.9638 | 2025.484 | 1610.22 | 1710.3543
21.8 |  |  | 3824.4351 | 3031.4344 | 1786.9532 | 3371.9997 | 76.5989 | 2025.4573 | 1710.3543 | 1710.3543
22.6 |  |  | 3876.5541 | 3031.4344 | 1812.1177 | 3371.1164 | 61.1616 | 2025.3317 | 1750.9562 | 1710.3543
22.3 |  |  | 3695.3828 | 3031.4344 | 2143.9392 | 3369.7424 | 49.9494 | 2025.2729 | 2093.9898 | 1710.3543
21.4 |  |  | 3392.3376 | 3031.4344 | 2520.2429 | 3369.6918 | 47.267 | 2024.3998 | 2472.9759 | 1710.3543
21 |  |  | 3255.5147 | 3031.4344 | 2506.6257 | 3369.1095 | 44.3667 | 2023.9571 | 2462.259 | 1710.3543
20 |  |  | 3274.1915 | 3031.4344 | 2418.8363 | 3367.0992 | 41.3173 | 2023.5026 | 2377.519 | 1710.3543
19.6 |  |  | 3240.8435 | 3031.4344 | 2390.0648 | 3366.4016 | 37.2857 | 2023.1292 | 2352.7791 | 1710.3543
18.5 |  |  | 3057.5957 | 3031.4344 | 1977.4076 | 3364.0892 | 41.7713 | 2022.0042 | 1935.6363 | 1710.3543
17.8 |  |  | 2797.9335 | 3022.3412 | 1834.5282 | 3363.2132 | 48.3012 | 2021.5772 | 1786.227 | 1710.3543
17.4 |  |  | 2410.5555 | 3022.3412 | 1546.5115 | 3359.0098 | 91.5739 | 2020.1748 | 1454.9376 | 1710.3543
17.2 |  |  | 2064.8451 | 3022.3412 | 1259.9789 | 3357.2818 | 379.4627 | 2020.0825 | 880.5162 | 1710.3543
17.2 |  |  | 1959.8992 | 3022.3412 | 1160.8024 | 3357.1852 | 577.7451 | 2019.9606 | 583.0573 | 1710.3543
17 |  |  | 1939.1767 | 3022.3412 | 1110.5211 | 3356.3213 | 642.7607 | 2019.5297 | 467.7603 | 1710.3543
16.1 |  |  | 1931.8549 | 3022.3412 | 1098.042 | 3356.1457 | 688.9028 | 2018.4601 | 409.1392 | 1710.3543
16.6 |  |  | 1949.3697 | 3022.3412 | 1140.6001 | 3355.6555 | 632.872 | 2018.2923 | 507.7281 | 1710.3543
16.5 |  |  | 2056.6563 | 3022.3412 | 1336.6722 | 3354.8521 | 430.9694 | 2016.4918 | 905.7029 | 1710.3543
16 |  |  | 2430.1995 | 3022.3412 | 2151.8569 | 3354.3831 | 324.5943 | 2016.0602 | 1827.2627 | 1710.3543
16.8 |  |  | 3088.7435 | 3022.3412 | 2813.5766 | 3354.3561 | 105.3482 | 2015.8561 | 2708.2283 | 1710.3543
16.1 |  |  | 3465.9389 | 3022.3412 | 2290.1465 | 3354.1683 | 96.1391 | 2015.7345 | 2194.0075 | 1710.3543
15.4 |  |  | 3558.6781 | 3022.3412 | 2031.6677 | 3353.3658 | 82.2758 | 2015.2419 | 1949.3919 | 1710.3543
14.7 |  |  | 3536.0032 | 3022.3412 | 2026.5364 | 3352.5997 | 84.4621 | 2014.9762 | 1942.0744 | 1710.3543
15.4 |  |  | 3478.6996 | 3022.3412 | 1882.2775 | 3351.5276 | 141.3236 | 2013.6954 | 1740.9539 | 1710.3543
16 |  |  | 3442.0422 | 3022.3412 | 1826.0205 | 3350.6737 | 170.9698 | 2013.4028 | 1655.0507 | 1710.3543
16.7 |  |  | 3460.2468 | 3020.0621 | 1716.1839 | 3350.0274 | 105.9638 | 2013.2283 | 1610.22 | 1710.3543
17.4 |  |  | 3583.1022 | 3020.0621 | 1786.9532 | 3349.844 | 76.5989 | 2012.6032 | 1710.3543 | 1710.3543
18 |  |  | 3642.7798 | 3020.0621 | 1812.1177 | 3347.4967 | 61.1616 | 2011.4751 | 1750.9562 | 1710.3543
18.7 |  |  | 3528.53 | 3020.0621 | 2143.9392 | 3347.4836 | 49.9494 | 2011.0825 | 2093.9898 | 1710.3543
18.2 |  |  | 3326.3942 | 3020.0621 | 2520.2429 | 3346.4244 | 47.267 | 2011.0153 | 2472.9759 | 1710.3543
17.8 |  |  | 3255.5147 | 3020.0621 | 2506.6257 | 3343.8543 | 44.3667 | 2010.096 | 2462.259 | 1710.3543
17.4 |  |  | 3274.1915 | 3020.0621 | 2418.8363 | 3342.9098 | 41.3173 | 2010.0048 | 2377.519 | 1710.3543
16.9 |  |  | 3240.8435 | 3020.0621 | 2390.0648 | 3341.632 | 37.2857 | 2009.0709 | 2352.7791 | 1710.3543
16.5 |  |  | 3057.5957 | 3020.0621 | 1977.4076 | 3341.5674 | 41.7713 | 2008.9901 | 1935.6363 | 1710.3543
16 |  |  | 2797.9335 | 3020.0621 | 1834.5282 | 3341.1318 | 48.3012 | 2008.823 | 1786.227 | 1710.3543
16 |  |  | 2410.5555 | 3020.0621 | 1546.5115 | 3340.4575 | 91.5739 | 2008.1034 | 1454.9376 | 1710.3543
16.1 |  |  | 2170.8996 | 3020.0621 | 1349.4976 | 3339.963 | 290.8002 | 2007.275 | 1058.6973 | 1710.3543
16.1 |  |  | 2039.5425 | 3020.0621 | 1235.0092 | 3339.5398 | 514.5508 | 2007.1253 | 720.4584 | 1710.3543
16.1 |  |  | 1972.3175 | 3020.0621 | 1170.9742 | 3338.9328 | 643.5951 | 2006.3883 | 527.379 | 1710.3543
16.2 |  |  | 1931.2049 | 3020.0621 | 1153.2228 | 3338.7713 | 728.3242 | 2005.908 | 424.8986 | 1710.3543
16.2 |  |  | 1925.5827 | 3020.0621 | 1134.9511 | 3338.6371 | 716.2499 | 2005.8102 | 418.7012 | 1710.3543
15.7 |  |  | 1945.6726 | 3020.0621 | 1162.8005 | 3338.5726 | 650.4679 | 2005.5172 | 512.3326 | 1710.3543
15.3 |  |  | 2051.1164 | 3020.0621 | 1722.051 | 3337.6823 | 1122.8838 | 2005.1667 | 599.1672 | 1710.3543
14.8 |  |  | 2295.3477 | 3020.0621 | 1696.8352 | 3337.6435 | 657.7615 | 2004.66 | 1039.0737 | 1710.3543
16 |  |  | 2606.6894 | 3020.0621 | 1778.7215 | 3337.5832 | 36.2478 | 2003.4259 | 1742.4737 | 1710.3543
17.2 |  |  | 2825.7747 | 3020.0621 | 2598.4519 | 3337.5154 | 37.5949 | 2003.1331 | 2560.857 | 1710.3543
19.3 |  |  | 2866.7226 | 3020.0621 | 2817.3864 | 3337.189 | 39.575 | 2002.9254 | 2777.8114 | 1710.3543
20.7 |  |  | 2832.1009 | 3020.0621 | 2796.1555 | 3336.5898 | 38.0316 | 2002.7961 | 2758.1239 | 1710.3543
19.5 |  |  | 2808.3123 | 3020.0621 | 2477.6222 | 3336.4545 | 41.1064 | 2002.7857 | 2436.5158 | 1710.3543
19.5 |  |  | 2822.4775 | 3020.0621 | 2233.3096 | 3336.0146 | 37.8538 | 2002.4759 | 2195.4559 | 1710.3543
20.1 |  |  | 2890.4173 | 3019.7497 | 2053.5406 | 3335.9381 | 39.7652 | 2001.601 | 2013.7755 | 1710.3543
20.4 |  |  | 2937.5598 | 3019.7497 | 1953.0538 | 3333.4095 | 39.3817 | 2001.6003 | 1913.6721 | 1710.3543
20.9 |  |  | 2962.0116 | 3019.7497 | 2012.9512 | 3331.3607 | 36.0039 | 2000.954 | 1976.9473 | 1710.3543
20 |  |  | 3031.4344 | 3011.1774 | 2314.619 | 3331.3557 | 32.3502 | 2000.789 | 2282.2688 | 1710.3543
20.6 |  |  | 3039.5574 | 3011.1774 | 2232.988 | 3330.3598 | 35.7672 | 1999.9381 | 2197.2207 | 1710.3543
20.2 |  |  | 3059.2805 | 3011.1774 | 2163.3434 | 3329.7028 | 33.9895 | 1999.9263 | 2129.3539 | 1710.3543
19.4 |  |  | 3002.1877 | 3011.1774 | 2231.2403 | 3329.5646 | 40.635 | 1999.487 | 2190.6053 | 1710.3543
17.1 |  |  | 2860.879 | 3011.1774 | 1917.902 | 3328.7324 | 41.2719 | 1999.3834 | 1876.6302 | 1710.3543
16.4 |  |  | 2659.3176 | 3011.1774 | 1641.6598 | 3328.5756 | 43.6622 | 1998.4519 | 1597.9976 | 1710.3543
15 |  |  | 2372.1116 | 3011.1774 | 1447.6385 | 3328.4626 | 229.3894 | 1998.0315 | 1218.2492 | 1710.3543
14.9 |  |  | 2167.4225 | 3011.1774 | 1349.4589 | 3327.5788 | 290.7616 | 1997.6587 | 1058.6973 | 1710.3543
14.8 |  |  | 2037.5954 | 3011.1774 | 1235.0807 | 3326.6902 | 514.6223 | 1997.3652 | 720.4584 | 1710.3543
14.6 |  |  | 1970.1404 | 3011.1774 | 1171.0378 | 3324.2968 | 643.6587 | 1997.2351 | 527.379 | 1710.3543
14.3 |  |  | 1930.0555 | 3011.1774 | 1152.5902 | 3323.7265 | 727.6916 | 1996.8896 | 424.8986 | 1710.3543
14.3 |  |  | 1923.591 | 3011.1774 | 1134.3384 | 3323.7208 | 715.6372 | 1996.4262 | 418.7012 | 1710.3543
13.6 |  |  | 1942.6169 | 3011.1774 | 1162.2629 | 3322.928 | 649.9302 | 1995.9956 | 512.3326 | 1710.3543
15.4 |  |  | 2044.6577 | 3011.1774 | 1720.6943 | 3322.705 | 1121.5271 | 1995.1204 | 599.1672 | 1710.3543
16.8 |  |  | 2284.0231 | 3011.1774 | 1694.9906 | 3322.1725 | 655.9169 | 1995.0345 | 1039.0737 | 1710.3543
17.7 |  |  | 2578.0961 | 3002.6349 | 1775.9058 | 3321.9746 | 33.432 | 1994.5707 | 1742.4737 | 1710.3543
17.7 |  |  | 2771.3095 | 3002.6349 | 2595.2388 | 3321.8861 | 34.3818 | 1994.1 | 2560.857 | 1710.3543
18.7 |  |  | 2794.0997 | 3002.6349 | 2812.8556 | 3321.6361 | 35.0442 | 1993.933 | 2777.8114 | 1710.3543
20.2 |  |  | 2757.3148 | 3002.6349 | 2790.5696 | 3320.7106 | 32.4458 | 1992.6255 | 2758.1239 | 1710.3543
20.7 |  |  | 2732.7393 | 3002.6349 | 2471.5769 | 3320.316 | 35.0611 | 1992.3096 | 2436.5158 | 1710.3543
21.5 |  |  | 2747.4973 | 3002.6349 | 2226.8849 | 3319.938 | 31.4291 | 1991.4188 | 2195.4559 | 1710.3543
22.6 |  |  | 2822.1963 | 3002.6349 | 2047.3012 | 3319.9114 | 33.5257 | 1991.0761 | 2013.7755 | 1710.3543
23.1 |  |  | 2877.6774 | 3002.6349 | 1946.7818 | 3319.6807 | 33.1096 | 1990.5468 | 1913.6721 | 1710.3543
23.1 |  |  | 2908.7427 | 3002.6349 | 2007.3172 | 3317.8352 | 30.37 | 1990.0359 | 1976.9473 | 1710.3543
23.6 |  |  | 2982.9358 | 3002.6349 | 2309.4961 | 3316.7304 | 27.2273 | 1989.1391 | 2282.2688 | 1710.3543
23.5 |  |  | 3002.6349 | 3002.1877 | 2227.8767 | 3311.9658 | 30.656 | 1988.5518 | 2197.2207 | 1710.3543
23.2 |  |  | 3034.872 | 3002.1877 | 2158.8285 | 3310.6079 | 29.4747 | 1988.1862 | 2129.3539 | 1710.3543
22.8 |  |  | 2987.0147 | 3002.1877 | 2227.5151 | 3310.3178 | 36.9097 | 1987.963 | 2190.6053 | 1710.3543
21.2 |  |  | 2851.5888 | 3002.1877 | 1915.6134 | 3310.0601 | 38.9832 | 1987.1937 | 1876.6302 | 1710.3543
20.1 |  |  | 2652.8566 | 3002.1877 | 1640.4515 | 3309.9937 | 42.4539 | 1986.3997 | 1597.9976 | 1710.3543
17.6 |  |  | 2367.4882 | 3002.1877 | 1447.4493 | 3309.6568 | 229.2001 | 1986.0866 | 1218.2492 | 1710.3543
17.5 |  |  | 2064.8451 | 3002.1877 | 1259.9789 | 3309.3429 | 379.4627 | 1985.5348 | 880.5162 | 1710.3543
15 |  |  | 1959.8992 | 3002.1877 | 1160.8024 | 3307.9103 | 577.7451 | 1984.5614 | 583.0573 | 1710.3543
16.4 |  |  | 1939.1767 | 3002.1877 | 1110.5211 | 3306.956 | 642.7607 | 1983.206 | 467.7603 | 1710.3543
13.8 |  |  | 1931.8549 | 3002.1877 | 1098.042 | 3306.3519 | 688.9028 | 1982.9156 | 409.1392 | 1710.3543
14.2 |  |  | 1949.3697 | 2987.0147 | 1140.6001 | 3305.9616 | 632.872 | 1981.8429 | 507.7281 | 1710.3543
15.2 |  |  | 2056.6563 | 2987.0147 | 1336.6722 | 3303.2594 | 430.9694 | 1981.7882 | 905.7029 | 1710.3543
15.3 |  |  | 2430.1995 | 2987.0147 | 2151.8569 | 3303.1293 | 324.5943 | 1981.3338 | 1827.2627 | 1710.3543
16.1 |  |  | 3088.7435 | 2987.0147 | 2813.5766 | 3301.6613 | 105.3482 | 1981.0748 | 2708.2283 | 1710.3543
17.7 |  |  | 3465.9389 | 2987.0147 | 2290.1465 | 3300.7741 | 96.1391 | 1980.7067 | 2194.0075 | 1710.3543
18.9 |  |  | 3570.0214 | 2987.0147 | 2031.6677 | 3300.6677 | 82.2758 | 1979.5627 | 1949.3919 | 1710.3543
19.9 |  |  | 3684.1661 | 2987.0147 | 2026.5364 | 3300.1522 | 84.4621 | 1979.2263 | 1942.0744 | 1710.3543
20.7 |  |  | 3664.3401 | 2987.0147 | 1882.2775 | 3299.0845 | 141.3236 | 1978.942 | 1740.9539 | 1710.3543
21.5 |  |  | 3675.8557 | 2987.0147 | 1826.0205 | 3296.4075 | 170.9698 | 1978.9203 | 1655.0507 | 1710.3543
22.1 |  |  | 3701.05 | 2987.0147 | 1716.1839 | 3296.3496 | 105.9638 | 1978.7099 | 1610.22 | 1710.3543
22.5 |  |  | 3863.866 | 2982.9358 | 1786.9532 | 3296.0159 | 76.5989 | 1978.6399 | 1710.3543 | 1710.3543
22.1 |  |  | 3849.8602 | 2982.9358 | 1812.1177 | 3294.8342 | 61.1616 | 1978.2088 | 1750.9562 | 1710.3543
22.6 |  |  | 3710.6204 | 2982.9358 | 2143.9392 | 3293.0981 | 49.9494 | 1977.3333 | 2093.9898 | 1710.3543
22.9 |  |  | 3428.9427 | 2982.9358 | 2520.2429 | 3293.0083 | 47.267 | 1977.1861 | 2472.9759 | 1710.3543
21.3 |  |  | 3254.2301 | 2982.9358 | 2506.6257 | 3292.521 | 44.3667 | 1977.1476 | 2462.259 | 1710.3543
20.5 |  |  | 3274.1915 | 2982.9358 | 2418.8363 | 3292.2453 | 41.3173 | 1976.4749 | 2377.519 | 1710.3543
19.5 |  |  | 3240.8435 | 2982.9358 | 2390.0648 | 3292.0612 | 37.2857 | 1975.4738 | 2352.7791 | 1710.3543
18.8 |  |  | 3057.5957 | 2982.9358 | 1977.4076 | 3291.6776 | 41.7713 | 1975.3967 | 1935.6363 | 1710.3543
18.3 |  |  | 2797.9335 | 2982.9358 | 1834.5282 | 3291.3379 | 48.3012 | 1975.0581 | 1786.227 | 1710.3543
17.3 |  |  | 2410.5555 | 2982.9358 | 1546.5115 | 3291.2951 | 91.5739 | 1974.8856 | 1454.9376 | 1710.3543
17.4 |  |  | 2064.8451 | 2978.9743 | 1259.9789 | 3289.4795 | 379.4627 | 1974.4419 | 880.5162 | 1710.3543
17 |  |  | 1959.8992 | 2978.9743 | 1160.8024 | 3287.7649 | 577.7451 | 1974.1098 | 583.0573 | 1710.3543
16.8 |  |  | 1939.1767 | 2978.9743 | 1110.5211 | 3287.2577 | 642.7607 | 1973.9387 | 467.7603 | 1710.3543
16.4 |  |  | 1931.8549 | 2971.2511 | 1098.042 | 3287.236 | 688.9028 | 1972.7819 | 409.1392 | 1710.3543
16 |  |  | 1949.3697 | 2971.2511 | 1140.6001 | 3286.4807 | 632.872 | 1972.7452 | 507.7281 | 1710.3543
15.3 |  |  | 2056.6563 | 2971.2511 | 1336.6722 | 3285.3576 | 430.9694 | 1972.5298 | 905.7029 | 1710.3543
16.4 |  |  | 2430.1995 | 2971.0933 | 2151.8569 | 3284.624 | 324.5943 | 1972.3976 | 1827.2627 | 1710.3543
17.8 |  |  | 3088.7435 | 2971.0933 | 2813.5766 | 3284.0137 | 105.3482 | 1972.0499 | 2708.2283 | 1710.3543
19 |  |  | 3465.9389 | 2971.0933 | 2290.1465 | 3283.8381 | 96.1391 | 1971.3281 | 2194.0075 | 1710.3543
19.9 |  |  | 3573.6492 | 2971.0933 | 2031.6677 | 3283.7094 | 82.2758 | 1969.3777 | 1949.3919 | 1710.3543
19.7 |  |  | 3677.7091 | 2971.0933 | 2026.5364 | 3282.4258 | 84.4621 | 1969.2332 | 1942.0744 | 1710.3543
20.9 |  |  | 3671.3323 | 2971.0933 | 1882.2775 | 3282.1137 | 141.3236 | 1968.7596 | 1740.9539 | 1710.3543
22 |  |  | 3697.4573 | 2971.0933 | 1826.0205 | 3280.2578 | 170.9698 | 1968.6989 | 1655.0507 | 1710.3543
23 |  |  | 3740.7376 | 2971.0933 | 1716.1839 | 3279.9926 | 105.9638 | 1968.6414 | 1610.22 | 1710.3543
24 |  |  | 3948.3609 | 2971.0933 | 1786.9532 | 3279.6263 | 76.5989 | 1968.4966 | 1710.3543 | 1710.3543
24.5 |  |  | 3977.9909 | 2971.0933 | 1812.1177 | 3278.4446 | 61.1616 | 1968.486 | 1750.9562 | 1710.3543
23.8 |  |  | 3771.5708 | 2971.0933 | 2143.9392 | 3277.3955 | 49.9494 | 1968.4395 | 2093.9898 | 1710.3543
24 |  |  | 3455.7864 | 2971.0933 | 2520.2429 | 3277.071 | 47.267 | 1968.4009 | 2472.9759 | 1710.3543
23.5 |  |  | 3277.4238 | 2971.0933 | 2506.6257 | 3276.9053 | 44.3667 | 1968.2827 | 2462.259 | 1710.3543
22.7 |  |  | 3294.4968 | 2971.0933 | 2418.8363 | 3276.4393 | 41.3173 | 1967.6593 | 2377.519 | 1710.3543
21.9 |  |  | 3240.8435 | 2971.0933 | 2390.0648 | 3274.973 | 37.2857 | 1967.0286 | 2352.7791 | 1710.3543
19.1 |  |  | 3057.5957 | 2971.0933 | 1977.4076 | 3273.2771 | 41.7713 | 1966.7825 | 1935.6363 | 1710.3543
18.4 |  |  | 2797.9335 | 2971.0933 | 1834.5282 | 3273.1215 | 48.3012 | 1966.6658 | 1786.227 | 1710.3543
17.7 |  |  | 2410.5555 | 2971.0933 | 1546.5115 | 3272.8255 | 91.5739 | 1966.1633 | 1454.9376 | 1710.3543
17.2 |  |  | 2064.8451 | 2971.0933 | 1259.9789 | 3270.4464 | 379.4627 | 1965.1516 | 880.5162 | 1710.3543
16.5 |  |  | 1959.8992 | 2971.0933 | 1160.8024 | 3270.0361 | 577.7451 | 1964.7998 | 583.0573 | 1710.3543
16.5 |  |  | 1939.1767 | 2971.0933 | 1110.5211 | 3269.8103 | 642.7607 | 1963.8837 | 467.7603 | 1710.3543
15.8 |  |  | 1931.8549 | 2971.0933 | 1098.042 | 3269.0738 | 688.9028 | 1963.5778 | 409.1392 | 1710.3543
15 |  |  | 1949.3697 | 2971.0933 | 1140.6001 | 3268.0768 | 632.872 | 1962.5683 | 507.7281 | 1710.3543
15.3 |  |  | 2056.6563 | 2971.0933 | 1336.6722 | 3266.9908 | 430.9694 | 1962.4504 | 905.7029 | 1710.3543
15.2 |  |  | 2430.1995 | 2971.0933 | 2151.8569 | 3266.3429 | 324.5943 | 1961.0899 | 1827.2627 | 1710.3543
15.9 |  |  | 3088.7435 | 2971.028 | 2813.5766 | 3265.8476 | 105.3482 | 1960.8819 | 2708.2283 | 1710.3543
18.5 |  |  | 3465.9389 | 2971.028 | 2290.1465 | 3265.0798 | 96.1391 | 1960.8258 | 2194.0075 | 1710.3543
20.4 |  |  | 3576.5156 | 2971.028 | 2031.6677 | 3264.8548 | 82.2758 | 1960.5663 | 1949.3919 | 1710.3543
20.1 |  |  | 3690.6231 | 2964.6324 | 2026.5364 | 3264.3034 | 84.4621 | 1960.0992 | 1942.0744 | 1710.3543
20.5 |  |  | 3657.3479 | 2964.6324 | 1882.2775 | 3263.9449 | 141.3236 | 1958.5737 | 1740.9539 | 1710.3543
24.5 |  |  | 3818.4898 | 2964.6324 | 1826.0205 | 3263.8108 | 170.9698 | 1958.236 | 1655.0507 | 1710.3543
24.2 |  |  | 3804.7158 | 2964.6324 | 1716.1839 | 3263.3583 | 105.9638 | 1957.8984 | 1610.22 | 1710.3543
25.5 |  |  | 4032.8558 | 2964.6324 | 1786.9532 | 3262.9764 | 76.5989 | 1957.8713 | 1710.3543 | 1710.3543
26.4 |  |  | 4079.4277 | 2964.6324 | 1812.1177 | 3262.826 | 61.1616 | 1957.8387 | 1750.9562 | 1710.3543
27.2 |  |  | 3944.2635 | 2964.6324 | 2143.9392 | 3261.4156 | 49.9494 | 1957.7356 | 2093.9898 | 1710.3543
24.2 |  |  | 3460.6671 | 2964.6324 | 2520.2429 | 3260.9015 | 47.267 | 1957.5927 | 2472.9759 | 1710.3543
24 |  |  | 3282.6951 | 2964.6324 | 2506.6257 | 3259.7218 | 44.3667 | 1955.9597 | 2462.259 | 1710.3543
22.9 |  |  | 3296.8095 | 2964.6324 | 2418.8363 | 3259.4553 | 41.3173 | 1955.4188 | 2377.519 | 1710.3543
21.6 |  |  | 3240.8435 | 2964.6324 | 2390.0648 | 3257.5393 | 37.2857 | 1955.3424 | 2352.7791 | 1710.3543
17.6 |  |  | 3057.5957 | 2964.6324 | 1977.4076 | 3257.3678 | 41.7713 | 1955.3249 | 1935.6363 | 1710.3543
16 |  |  | 2797.9335 | 2964.6324 | 1834.5282 | 3257.3429 | 48.3012 | 1955.0624 | 1786.227 | 1710.3543
16.3 |  |  | 2410.5555 | 2964.6324 | 1546.5115 | 3255.7334 | 91.5739 | 1952.9544 | 1454.9376 | 1710.3543
15.9 |  |  | 2064.8451 | 2964.6324 | 1259.9789 | 3255.5995 | 379.4627 | 1951.6552 | 880.5162 | 1710.3543
15.6 |  |  | 1959.8992 | 2964.6324 | 1160.8024 | 3254.1409 | 577.7451 | 1951.567 | 583.0573 | 1710.3543
15.4 |  |  | 1939.1767 | 2964.6324 | 1110.5211 | 3253.8182 | 642.7607 | 1950.9342 | 467.7603 | 1710.3543
15.4 |  |  | 1931.8549 | 2964.6324 | 1098.042 | 3253.448 | 688.9028 | 1949.5202 | 409.1392 | 1710.3543
15.3 |  |  | 1949.3697 | 2964.6324 | 1140.6001 | 3252.3782 | 632.872 | 1948.8078 | 507.7281 | 1710.3543
15.2 |  |  | 2056.6563 | 2964.6324 | 1336.6722 | 3251.3584 | 430.9694 | 1947.4531 | 905.7029 | 1710.3543
15.6 |  |  | 2430.1995 | 2964.6324 | 2151.8569 | 3251.1739 | 324.5943 | 1947.3484 | 1827.2627 | 1710.3543
15.9 |  |  | 3088.7435 | 2964.6324 | 2813.5766 | 3250.0084 | 105.3482 | 1947.0959 | 2708.2283 | 1710.3543
16.6 |  |  | 3465.9389 | 2964.6324 | 2290.1465 | 3249.8007 | 96.1391 | 1946.7363 | 2194.0075 | 1710.3543
16.6 |  |  | 3561.6775 | 2964.6324 | 2031.6677 | 3249.6032 | 82.2758 | 1946.34 | 1949.3919 | 1710.3543
17.2 |  |  | 3596.9963 | 2964.6324 | 2026.5364 | 3248.2222 | 84.4621 | 1945.5058 | 1942.0744 | 1710.3543
16.7 |  |  | 3524.4968 | 2962.0116 | 1882.2775 | 3246.936 | 141.3236 | 1945.2121 | 1740.9539 | 1710.3543
18.2 |  |  | 3533.2856 | 2962.0116 | 1826.0205 | 3246.6056 | 170.9698 | 1944.2742 | 1655.0507 | 1710.3543
19 |  |  | 3562.8111 | 2962.0116 | 1716.1839 | 3246.5349 | 105.9638 | 1944.22 | 1610.22 | 1710.3543
19.9 |  |  | 3717.1229 | 2962.0116 | 1786.9532 | 3246.4382 | 76.5989 | 1944.0257 | 1710.3543 | 1710.3543
20.2 |  |  | 3750.3425 | 2962.0116 | 1812.1177 | 3246.4327 | 61.1616 | 1943.9676 | 1750.9562 | 1710.3543
18.9 |  |  | 3537.4547 | 2962.0116 | 2143.9392 | 3246.3563 | 49.9494 | 1943.6948 | 2093.9898 | 1710.3543
19.1 |  |  | 3345.0719 | 2962.0116 | 2520.2429 | 3245.8875 | 47.267 | 1943.224 | 2472.9759 | 1710.3543
18.4 |  |  | 3255.5147 | 2962.0116 | 2506.6257 | 3244.1741 | 44.3667 | 1941.81 | 2462.259 | 1710.3543
17.7 |  |  | 3274.1915 | 2962.0116 | 2418.8363 | 3243.9669 | 41.3173 | 1940.7735 | 2377.519 | 1710.3543
16.9 |  |  | 3240.8435 | 2962.0116 | 2390.0648 | 3243.9182 | 37.2857 | 1939.8409 | 2352.7791 | 1710.3543
16.1 |  |  | 3057.5957 | 2954.5657 | 1977.4076 | 3243.4749 | 41.7713 | 1939.3924 | 1935.6363 | 1710.3543
15.3 |  |  | 2797.9335 | 2954.5657 | 1834.5282 | 3243.2776 | 48.3012 | 1938.9493 | 1786.227 | 1710.3543
15.4 |  |  | 2410.5555 | 2954.5657 | 1546.5115 | 3243.0611 | 91.5739 | 1938.5954 | 1454.9376 | 1710.3543
14.7 |  |  | 2064.8451 | 2945.3549 | 1259.9789 | 3241.6398 | 379.4627 | 1938.3357 | 880.5162 | 1710.3543
14.4 |  |  | 1959.8992 | 2945.3549 | 1160.8024 | 3241.4399 | 577.7451 | 1937.3295 | 583.0573 | 1710.3543
14.5 |  |  | 1939.1767 | 2945.3549 | 1110.5211 | 3241.4288 | 642.7607 | 1936.7286 | 467.7603 | 1710.3543
14 |  |  | 1931.8549 | 2945.3549 | 1098.042 | 3241.3467 | 688.9028 | 1935.8811 | 409.1392 | 1710.3543
14.5 |  |  | 1949.3697 | 2945.3549 | 1140.6001 | 3239.0378 | 632.872 | 1935.6558 | 507.7281 | 1710.3543
14.7 |  |  | 2056.6563 | 2945.3549 | 1336.6722 | 3235.8952 | 430.9694 | 1935.6151 | 905.7029 | 1710.3543
14.7 |  |  | 2430.1995 | 2945.3549 | 2151.8569 | 3234.2383 | 324.5943 | 1935.4524 | 1827.2627 | 1710.3543
14.7 |  |  | 3088.7435 | 2945.3549 | 2813.5766 | 3233.5441 | 105.3482 | 1935.3848 | 2708.2283 | 1710.3543
14.8 |  |  | 3465.9389 | 2945.3549 | 2290.1465 | 3233.4504 | 96.1391 | 1934.7739 | 2194.0075 | 1710.3543
15.9 |  |  | 3559.138 | 2945.3549 | 2031.6677 | 3232.3915 | 82.2758 | 1934.4891 | 1949.3919 | 1710.3543
16.3 |  |  | 3567.9397 | 2945.3549 | 2026.5364 | 3232.3799 | 84.4621 | 1934.364 | 1942.0744 | 1710.3543
17 |  |  | 3534.9851 | 2945.3549 | 1882.2775 | 3231.6746 | 141.3236 | 1934.3417 | 1740.9539 | 1710.3543
18.3 |  |  | 3537.6059 | 2945.3549 | 1826.0205 | 3229.217 | 170.9698 | 1933.8754 | 1655.0507 | 1710.3543
19.5 |  |  | 3585.1077 | 2945.3549 | 1716.1839 | 3228.9705 | 105.9638 | 1932.843 | 1610.22 | 1710.3543
18.1 |  |  | 3620.628 | 2945.3549 | 1786.9532 | 3228.338 | 76.5989 | 1932.3694 | 1710.3543 | 1710.3543
18.2 |  |  | 3652.5583 | 2937.5598 | 1812.1177 | 3227.4286 | 61.1616 | 1932.0511 | 1750.9562 | 1710.3543
16.4 |  |  | 3483.4725 | 2937.5598 | 2143.9392 | 3227.271 | 49.9494 | 1932.0281 | 2093.9898 | 1710.3543
16.9 |  |  | 3322.5818 | 2937.5598 | 2520.2429 | 3226.6686 | 47.267 | 1930.193 | 2472.9759 | 1710.3543
16.4 |  |  | 3255.5147 | 2937.5598 | 2506.6257 | 3226.4963 | 44.3667 | 1929.9836 | 2462.259 | 1710.3543
16.1 |  |  | 3274.1915 | 2937.5598 | 2418.8363 | 3226.2009 | 41.3173 | 1929.3635 | 2377.519 | 1710.3543
15.5 |  |  | 3240.8435 | 2937.5598 | 2390.0648 | 3225.5804 | 37.2857 | 1928.5292 | 2352.7791 | 1710.3543
14.8 |  |  | 3057.5957 | 2937.5598 | 1977.4076 | 3225.5252 | 41.7713 | 1927.8829 | 1935.6363 | 1710.3543
14.1 |  |  | 2797.9335 | 2937.5598 | 1834.5282 | 3224.8855 | 48.3012 | 1927.661 | 1786.227 | 1710.3543
13.8 |  |  | 2410.5555 | 2937.5598 | 1546.5115 | 3224.2003 | 91.5739 | 1926.8662 | 1454.9376 | 1710.3543
13.7 |  |  | 2170.8996 | 2937.5598 | 1349.4976 | 3222.0368 | 290.8002 | 1926.8648 | 1058.6973 | 1710.3543
13.4 |  |  | 2039.5425 | 2934.1055 | 1235.0092 | 3221.8764 | 514.5508 | 1926.6699 | 720.4584 | 1710.3543
13 |  |  | 1972.3175 | 2934.1055 | 1170.9742 | 3220.7695 | 643.5951 | 1926.3043 | 527.379 | 1710.3543
12.9 |  |  | 1931.2049 | 2934.1055 | 1153.2228 | 3219.8679 | 728.3242 | 1925.965 | 424.8986 | 1710.3543
12.9 |  |  | 1925.5827 | 2909.2981 | 1134.9511 | 3219.5168 | 716.2499 | 1925.116 | 418.7012 | 1710.3543
12.6 |  |  | 1945.6726 | 2909.2981 | 1162.8005 | 3219.0385 | 650.4679 | 1924.4588 | 512.3326 | 1710.3543
13 |  |  | 2051.1164 | 2909.2981 | 1722.051 | 3218.7298 | 1122.8838 | 1924.4527 | 599.1672 | 1710.3543
13.4 |  |  | 2295.3477 | 2908.7427 | 1696.8352 | 3218.2373 | 657.7615 | 1921.5995 | 1039.0737 | 1710.3543
14 |  |  | 2606.6894 | 2908.7427 | 1778.7215 | 3216.6549 | 36.2478 | 1921.271 | 1742.4737 | 1710.3543
14.2 |  |  | 2825.7747 | 2908.7427 | 2598.4519 | 3215.2797 | 37.5949 | 1920.6667 | 2560.857 | 1710.3543
15 |  |  | 2866.7226 | 2908.7427 | 2817.3864 | 3215.1446 | 39.575 | 1920.6647 | 2777.8114 | 1710.3543
16.8 |  |  | 2832.1009 | 2908.7427 | 2796.1555 | 3213.4707 | 38.0316 | 1918.805 | 2758.1239 | 1710.3543
15.4 |  |  | 2808.3123 | 2908.7427 | 2477.6222 | 3212.314 | 41.1064 | 1917.5958 | 2436.5158 | 1710.3543
15.1 |  |  | 2822.4775 | 2908.7427 | 2233.3096 | 3212.018 | 37.8538 | 1917.3037 | 2195.4559 | 1710.3543
12.9 |  |  | 2890.4173 | 2908.7427 | 3600.9745 | 3210.5587 | 1587.199 | 1917.1512 | 2013.7755 | 1710.3543
13 |  |  | 2937.5598 | 2908.7427 | 3506.86 | 3209.7137 | 1593.1878 | 1916.6579 | 1913.6721 | 1710.3543
13.2 |  |  | 2962.0116 | 2908.7427 | 3730.3757 | 3209.3313 | 1753.4285 | 1916.1171 | 1976.9473 | 1710.3543
14.7 |  |  | 3031.4344 | 2907.2571 | 2314.619 | 3208.6031 | 32.3502 | 1915.1796 | 2282.2688 | 1710.3543
13.5 |  |  | 3039.5574 | 2907.2571 | 2232.988 | 3208.458 | 35.7672 | 1915.0643 | 2197.2207 | 1710.3543
13.1 |  |  | 3059.2805 | 2907.2571 | 2163.3434 | 3207.7302 | 33.9895 | 1915.0643 | 2129.3539 | 1710.3543
12.9 |  |  | 3002.1877 | 2907.2571 | 2231.2403 | 3207.1752 | 40.635 | 1914.8971 | 2190.6053 | 1710.3543
12 |  |  | 2860.879 | 2907.2571 | 1917.902 | 3202.444 | 41.2719 | 1914.7542 | 1876.6302 | 1710.3543
11.8 |  |  | 2659.3176 | 2907.2571 | 1641.6598 | 3201.328 | 43.6622 | 1914.37 | 1597.9976 | 1655.0507
11.5 |  |  | 2372.1116 | 2907.2571 | 1447.6385 | 3201.3071 | 229.3894 | 1914.1132 | 1218.2492 | 1655.0507
11.3 |  |  | 2167.4225 | 2907.2571 | 1322.394 | 3201.143 | 263.6967 | 1913.8524 | 1058.6973 | 1655.0507
11.3 |  |  | 2037.5954 | 2907.2571 | 1235.0807 | 3201.0933 | 514.6223 | 1913.7473 | 720.4584 | 1655.0507
11.3 |  |  | 1970.1404 | 2907.2571 | 1171.2533 | 3199.9378 | 643.8743 | 1912.4396 | 527.379 | 1655.0507
11 |  |  | 1930.0555 | 2907.2571 | 1152.9554 | 3199.2253 | 728.0568 | 1912.1616 | 424.8986 | 1655.0507
10.7 |  |  | 1923.591 | 2907.2571 | 1134.7651 | 3198.3487 | 716.0639 | 1912.0792 | 418.7012 | 1655.0507
10.6 |  |  | 1942.6169 | 2907.2571 | 1201.3073 | 3198.0079 | 688.9747 | 1911.2483 | 512.3326 | 1655.0507
11 |  |  | 2044.6577 | 2907.2571 | 1720.8741 | 3197.8898 | 1121.7069 | 1911.2056 | 599.1672 | 1655.0507
11.5 |  |  | 2284.0231 | 2907.2571 | 1695.0613 | 3197.8862 | 655.9877 | 1911.1798 | 1039.0737 | 1655.0507
12 |  |  | 2578.0961 | 2907.2571 | 3292.2453 | 3197.8842 | 1549.7716 | 1911.1272 | 1742.4737 | 1655.0507
13.1 |  |  | 2771.3095 | 2907.2571 | 2595.2388 | 3197.4756 | 34.3818 | 1910.1445 | 2560.857 | 1655.0507
14.2 |  |  | 2794.0997 | 2907.2571 | 2812.8556 | 3197.2106 | 35.0442 | 1909.6448 | 2777.8114 | 1655.0507
13.7 |  |  | 2757.3148 | 2907.2571 | 2790.5696 | 3195.6646 | 32.4458 | 1909.1896 | 2758.1239 | 1655.0507
13.9 |  |  | 2732.7393 | 2907.2571 | 2471.5769 | 3195.5824 | 35.0611 | 1908.8783 | 2436.5158 | 1655.0507
15.3 |  |  | 2747.4973 | 2907.2571 | 2226.8849 | 3195.5571 | 31.4291 | 1908.3236 | 2195.4559 | 1655.0507
14.2 |  |  | 2822.1963 | 2907.2571 | 2047.3012 | 3193.8393 | 33.5257 | 1908.2943 | 2013.7755 | 1655.0507
14.7 |  |  | 2877.6774 | 2907.2571 | 1946.7818 | 3192.2516 | 33.1096 | 1908.1441 | 1913.6721 | 1655.0507
12.4 |  |  | 2908.7427 | 2907.2571 | 3821.1403 | 3189.2895 | 1844.193 | 1908.0836 | 1976.9473 | 1655.0507
12.4 |  |  | 2982.9358 | 2907.2571 | 4098.3769 | 3188.7837 | 1816.1081 | 1907.1278 | 2282.2688 | 1655.0507
13.1 |  |  | 3002.6349 | 2907.2571 | 2227.8767 | 3188.2128 | 30.656 | 1906.7363 | 2197.2207 | 1655.0507
12.7 |  |  | 3034.872 | 2907.2571 | 3712.5083 | 3187.9655 | 1583.1545 | 1905.6093 | 2129.3539 | 1655.0507
12.3 |  |  | 2987.0147 | 2907.2571 | 2227.5151 | 3187.9536 | 36.9097 | 1904.8685 | 2190.6053 | 1655.0507
10.7 |  |  | 2851.5888 | 2907.2571 | 3628.9506 | 3187.3367 | 1752.3204 | 1904.3518 | 1876.6302 | 1655.0507
10.5 |  |  | 2652.8566 | 2907.2571 | 2866.5997 | 3184.6365 | 1268.6022 | 1904.1848 | 1597.9976 | 1655.0507
10.4 |  |  | 2367.4882 | 2907.2571 | 2448.7037 | 3182.824 | 1230.4545 | 1904.0063 | 1218.2492 | 1655.0507
10.3 |  |  | 2064.8451 | 2907.2571 | 1260.1393 | 3182.804 | 379.6231 | 1903.6334 | 880.5162 | 1655.0507
10.1 |  |  | 1959.8992 | 2907.2571 | 1161.1336 | 3182.4613 | 578.0764 | 1903.4014 | 583.0573 | 1655.0507
9.9 |  |  | 1939.1767 | 2907.2571 | 1110.9642 | 3182.3387 | 643.2039 | 1903.2694 | 467.7603 | 1655.0507
9.5 |  |  | 1931.8549 | 2907.2571 | 1377.0583 | 3180.8544 | 967.9192 | 1902.7539 | 409.1392 | 1655.0507
9.4 |  |  | 1949.3697 | 2907.2571 | 1598.3707 | 3179.04 | 1090.6426 | 1902.5238 | 507.7281 | 1655.0507
9 |  |  | 2056.6563 | 2907.2571 | 2106.4713 | 3178.3936 | 1200.7685 | 1902.4018 | 905.7029 | 1655.0507
9.4 |  |  | 2430.1995 | 2907.2571 | 3806.1829 | 3178.1887 | 1978.9203 | 1900.4724 | 1827.2627 | 1655.0507
9.8 |  |  | 3088.7435 | 2907.2571 | 4616.5227 | 3177.2055 | 1908.2943 | 1899.9145 | 2708.2283 | 1655.0507
10.3 |  |  | 3465.9389 | 2907.2571 | 4063.0645 | 3176.6183 | 1869.057 | 1899.5189 | 2194.0075 | 1655.0507
11.3 |  |  | 3558.6781 | 2907.2571 | 3589.3109 | 3175.7929 | 1639.9189 | 1899.449 | 1949.3919 | 1655.0507
10.9 |  |  | 3536.0032 | 2907.2571 | 3647.3164 | 3174.8626 | 1705.242 | 1898.7068 | 1942.0744 | 1655.0507
11.9 |  |  | 3474.9051 | 2907.2571 | 3383.6306 | 3174.6915 | 1642.6767 | 1898.6599 | 1740.9539 | 1655.0507
11.4 |  |  | 3436.6745 | 2907.2571 | 3294.8342 | 3173.8023 | 1639.7835 | 1898.0285 | 1655.0507 | 1655.0507
11.6 |  |  | 3417.9482 | 2907.2571 | 3201.0933 | 3173.3438 | 1590.8733 | 1897.6221 | 1610.22 | 1655.0507
13.4 |  |  | 3531.6199 | 2907.2571 | 3169.8467 | 3172.6566 | 1459.4923 | 1897.1669 | 1710.3543 | 1655.0507
13.7 |  |  | 3562.1411 | 2907.2571 | 3250.0084 | 3169.8547 | 1499.0522 | 1897.1185 | 1750.9562 | 1655.0507
12.7 |  |  | 3478.9495 | 2907.2571 | 3801.8047 | 3169.8467 | 1707.8149 | 1895.8308 | 2093.9898 | 1655.0507
13 |  |  | 3321.0465 | 2907.2571 | 4223.4501 | 3169.8407 | 1750.4742 | 1895.4824 | 2472.9759 | 1655.0507
12 |  |  | 3255.5147 | 2907.2571 | 4195.377 | 3169.8171 | 1733.118 | 1895.429 | 2462.259 | 1655.0507
11.1 |  |  | 3274.1915 | 2907.2571 | 4112.5402 | 3169.4723 | 1735.0212 | 1895.1831 | 2377.519 | 1655.0507
10.8 |  |  | 3240.8435 | 2907.2571 | 4288.2315 | 3169.2563 | 1935.4524 | 1894.2989 | 2352.7791 | 1655.0507
9.8 |  |  | 3057.5957 | 2907.2571 | 3878.8603 | 3168.2368 | 1943.224 | 1893.9023 | 1935.6363 | 1655.0507
9.6 |  |  | 2797.9335 | 2907.2571 | 3409.0243 | 3167.8685 | 1622.7974 | 1893.5545 | 1786.227 | 1655.0507
9.3 |  |  | 2410.5555 | 2907.2571 | 2952.2785 | 3167.6423 | 1497.3409 | 1892.8669 | 1454.9376 | 1655.0507
9.3 |  |  | 2064.8451 | 2907.2571 | 2062.2676 | 3167.4103 | 1181.7514 | 1892.5008 | 880.5162 | 1655.0507
9.6 |  |  | 1959.8992 | 2907.2571 | 1161.4683 | 3165.6797 | 578.411 | 1892.0958 | 583.0573 | 1655.0507
9.5 |  |  | 1939.1767 | 2907.2571 | 1111.2816 | 3165.5033 | 643.5212 | 1891.3134 | 467.7603 | 1655.0507
9.3 |  |  | 1931.8549 | 2907.2571 | 1520.5657 | 3165.5015 | 1111.4265 | 1890.4773 | 409.1392 | 1655.0507
9.2 |  |  | 1949.3697 | 2907.2571 | 1718.5378 | 3165.2726 | 1210.8097 | 1890.4083 | 507.7281 | 1655.0507
8.6 |  |  | 2056.6563 | 2907.2571 | 2240.7733 | 3163.6894 | 1335.0704 | 1890.0193 | 905.7029 | 1655.0507
8.4 |  |  | 2430.1995 | 2907.2571 | 3964.3341 | 3163.5634 | 2137.0714 | 1889.0692 | 1827.2627 | 1655.0507
8.6 |  |  | 3088.7435 | 2907.2571 | 4888.431 | 3163.4518 | 2180.2027 | 1888.0975 | 2708.2283 | 1655.0507
9.3 |  |  | 3465.9389 | 2907.2571 | 4218.4072 | 3163.0736 | 2024.3998 | 1886.6067 | 2194.0075 | 1655.0507
10.1 |  |  | 3558.6781 | 2894.7418 | 3742.7105 | 3161.5057 | 1793.3186 | 1886.3277 | 1949.3919 | 1655.0507
10.7 |  |  | 3536.0032 | 2894.7418 | 3723.1737 | 3160.8037 | 1781.0994 | 1886.2704 | 1942.0744 | 1655.0507
11.7 |  |  | 3474.9051 | 2894.7418 | 3447.5266 | 3158.5744 | 1706.5728 | 1885.7859 | 1740.9539 | 1655.0507
10.7 |  |  | 3436.6745 | 2894.7418 | 3387.1029 | 3156.8099 | 1732.0522 | 1885.4933 | 1655.0507 | 1655.0507
10.1 |  |  | 3417.9482 | 2894.7418 | 3403.663 | 3156.4769 | 1793.443 | 1884.4498 | 1610.22 | 1655.0507
10.5 |  |  | 3531.6199 | 2894.7418 | 3488.544 | 3154.3529 | 1778.1896 | 1884.3179 | 1710.3543 | 1655.0507
10.3 |  |  | 3562.1411 | 2894.2046 | 3640.9755 | 3153.6733 | 1890.0193 | 1884.283 | 1750.9562 | 1655.0507
10 |  |  | 3478.9495 | 2894.2046 | 4127.94 | 3151.7501 | 2033.9502 | 1884.256 | 2093.9898 | 1655.0507
10.1 |  |  | 3321.0465 | 2894.2046 | 4569.1705 | 3151.5251 | 2096.1946 | 1883.5293 | 2472.9759 | 1655.0507
9.9 |  |  | 3255.5147 | 2894.2046 | 4474.8622 | 3150.8011 | 2012.6032 | 1882.4442 | 2462.259 | 1655.0507
10.1 |  |  | 3274.1915 | 2894.2046 | 4319.329 | 3150.6067 | 1941.81 | 1881.1358 | 2377.519 | 1655.0507
9.9 |  |  | 3240.8435 | 2894.2046 | 4425.6906 | 3150.133 | 2072.9115 | 1881.0005 | 2352.7791 | 1655.0507
9.7 |  |  | 3057.5957 | 2894.125 | 3964.4492 | 3149.6718 | 2028.8128 | 1879.514 | 1935.6363 | 1655.0507
9.7 |  |  | 2797.9335 | 2894.125 | 3465.2296 | 3149.5472 | 1679.0026 | 1878.1434 | 1786.227 | 1655.0507
9.4 |  |  | 2410.5555 | 2894.125 | 3014.8571 | 3148.6116 | 1559.9195 | 1877.7354 | 1454.9376 | 1655.0507
8.9 |  |  | 2064.8451 | 2890.4173 | 2183.9995 | 3147.5195 | 1303.4833 | 1876.9471 | 880.5162 | 1655.0507
8.6 |  |  | 1959.8992 | 2890.4173 | 1788.9912 | 3147.2458 | 1205.9339 | 1876.8352 | 583.0573 | 1655.0507
8.5 |  |  | 1939.1767 | 2890.4173 | 1691.0772 | 3146.89 | 1223.3168 | 1875.988 | 467.7603 | 1655.0507
9 |  |  | 1931.8549 | 2890.4173 | 1634.8472 | 3144.919 | 1225.7081 | 1875.8605 | 409.1392 | 1655.0507
8.8 |  |  | 1949.3697 | 2890.4173 | 1836.6819 | 3144.2537 | 1328.9538 | 1875.5537 | 507.7281 | 1655.0507
8.6 |  |  | 2056.6563 | 2890.4173 | 2338.5159 | 3143.2427 | 1432.813 | 1875.3037 | 905.7029 | 1655.0507
8.3 |  |  | 2430.1995 | 2890.4173 | 4051.7888 | 3142.3239 | 2224.5262 | 1874.7942 | 1827.2627 | 1655.0507
9.1 |  |  | 3088.7435 | 2890.4173 | 4845.9937 | 3142.198 | 2137.7654 | 1873.7557 | 2708.2283 | 1655.0507
10.5 |  |  | 3465.9389 | 2890.4173 | 4255.3456 | 3142.1041 | 2061.3381 | 1873.4896 | 2194.0075 | 1655.0507
12 |  |  | 3558.6781 | 2890.4173 | 2033.1218 | 3141.7237 | 83.7298 | 1873.4615 | 1949.3919 | 1655.0507
12.5 |  |  | 3536.0032 | 2883.0635 | 2026.943 | 3137.1616 | 84.8687 | 1872.7894 | 1942.0744 | 1655.0507
13.3 |  |  | 3474.9051 | 2877.6774 | 1882.584 | 3137.0574 | 141.6302 | 1872.3076 | 1740.9539 | 1655.0507
13.9 |  |  | 3436.6745 | 2877.6774 | 1826.1849 | 3135.4135 | 171.1342 | 1872.1145 | 1655.0507 | 1655.0507
14.1 |  |  | 3417.9482 | 2877.6774 | 1716.1839 | 3135.2759 | 105.9638 | 1871.6184 | 1610.22 | 1655.0507
13.9 |  |  | 3531.6199 | 2877.6774 | 3160.8037 | 3134.7182 | 1450.4493 | 1871.0802 | 1710.3543 | 1655.0507
14.5 |  |  | 3562.1411 | 2877.6774 | 1812.1177 | 3133.1369 | 61.1616 | 1870.4248 | 1750.9562 | 1655.0507
15 |  |  | 3478.9495 | 2877.6774 | 2143.9392 | 3130.6887 | 49.9494 | 1870.3067 | 2093.9898 | 1655.0507
14.9 |  |  | 3321.0465 | 2877.6774 | 2520.2429 | 3129.639 | 47.267 | 1870.2244 | 2472.9759 | 1655.0507
15.7 |  |  | 3255.5147 | 2877.6774 | 2506.6257 | 3127.2895 | 44.3667 | 1870.0594 | 2462.259 | 1655.0507
14.7 |  |  | 3274.1915 | 2877.6774 | 2418.8363 | 3126.12 | 41.3173 | 1869.7823 | 2377.519 | 1655.0507
14 |  |  | 3240.8435 | 2877.6774 | 2390.0648 | 3124.4491 | 37.2857 | 1869.3091 | 2352.7791 | 1655.0507
13.1 |  |  | 3057.5957 | 2877.2007 | 1977.4076 | 3123.9467 | 41.7713 | 1869.057 | 1935.6363 | 1655.0507
13.1 |  |  | 2797.9335 | 2877.2007 | 1834.5282 | 3122.641 | 48.3012 | 1868.8218 | 1786.227 | 1655.0507
13.1 |  |  | 2410.5555 | 2877.2007 | 1546.5115 | 3120.0338 | 91.5739 | 1868.6646 | 1454.9376 | 1655.0507
13.2 |  |  | 2064.8451 | 2877.2007 | 1259.9789 | 3119.9589 | 379.4627 | 1868.618 | 880.5162 | 1655.0507
12.6 |  |  | 1959.8992 | 2877.2007 | 1160.8024 | 3119.8037 | 577.7451 | 1868.4592 | 583.0573 | 1655.0507
11.9 |  |  | 1939.1767 | 2877.2007 | 1110.7215 | 3117.742 | 642.9612 | 1868.3182 | 467.7603 | 1655.0507
11.3 |  |  | 1931.8549 | 2877.2007 | 1098.3436 | 3117.6918 | 689.2045 | 1867.0597 | 409.1392 | 1655.0507
11.3 |  |  | 1949.3697 | 2877.2007 | 1141.1578 | 3115.9821 | 633.4297 | 1866.1427 | 507.7281 | 1655.0507
10.9 |  |  | 2056.6563 | 2877.2007 | 1337.2019 | 3114.1555 | 431.499 | 1866.0197 | 905.7029 | 1655.0507
10.8 |  |  | 2430.1995 | 2877.2007 | 2152.207 | 3112.48 | 324.9443 | 1865.6069 | 1827.2627 | 1655.0507
11 |  |  | 3088.7435 | 2877.2007 | 2813.6308 | 3112.2216 | 105.4025 | 1865.1568 | 2708.2283 | 1655.0507
11.4 |  |  | 3465.9389 | 2877.2007 | 2290.3972 | 3112.043 | 96.3898 | 1865.0004 | 2194.0075 | 1655.0507
11.7 |  |  | 3558.6781 | 2877.2007 | 3464.1738 | 3111.6589 | 1514.7819 | 1864.2586 | 1949.3919 | 1655.0507
12.5 |  |  | 3536.0032 | 2877.2007 | 2026.4422 | 3111.1184 | 84.3679 | 1863.9461 | 1942.0744 | 1655.0507
12.7 |  |  | 3474.9051 | 2877.2007 | 3243.9182 | 3110.8323 | 1502.9643 | 1863.8455 | 1740.9539 | 1655.0507
13.2 |  |  | 3436.6745 | 2877.2007 | 1825.5966 | 3110.5429 | 170.5459 | 1863.2511 | 1655.0507 | 1655.0507
13.9 |  |  | 3417.9482 | 2877.2007 | 2954.1638 | 3110.2501 | 1343.9438 | 1863.1872 | 1610.22 | 1655.0507
13.9 |  |  | 3531.6199 | 2877.2007 | 3060.3199 | 3109.8712 | 1349.9656 | 1863.117 | 1710.3543 | 1655.0507
14.1 |  |  | 3562.1411 | 2877.2007 | 1812.1177 | 3109.3364 | 61.1616 | 1862.9226 | 1750.9562 | 1655.0507
12.7 |  |  | 3478.9495 | 2877.2007 | 3731.8489 | 3108.7313 | 1637.8591 | 1861.973 | 2093.9898 | 1655.0507
12.8 |  |  | 3321.0465 | 2877.2007 | 4164.199 | 3108.4616 | 1691.2231 | 1861.3656 | 2472.9759 | 1655.0507
12.7 |  |  | 3255.5147 | 2877.2007 | 4064.0278 | 3106.9881 | 1601.7688 | 1859.3384 | 2462.259 | 1655.0507
12.3 |  |  | 3274.1915 | 2877.2007 | 2418.8363 | 3105.7876 | 41.3173 | 1857.5174 | 2377.519 | 1655.0507
12 |  |  | 3240.8435 | 2877.2007 | 2390.0648 | 3105.6035 | 37.2857 | 1857.1006 | 2352.7791 | 1655.0507
11.8 |  |  | 3057.5957 | 2877.2007 | 1977.4076 | 3105.4055 | 41.7713 | 1856.9953 | 1935.6363 | 1655.0507
11.8 |  |  | 2797.9335 | 2876.6025 | 1834.5282 | 3103.0642 | 48.3012 | 1856.3754 | 1786.227 | 1655.0507
11.7 |  |  | 2410.5555 | 2866.7226 | 1546.5115 | 3102.8341 | 91.5739 | 1854.4214 | 1454.9376 | 1655.0507
11.3 |  |  | 2064.8451 | 2866.7226 | 1259.9789 | 3102.6944 | 379.4627 | 1854.3868 | 880.5162 | 1655.0507
10.9 |  |  | 1959.8992 | 2866.7226 | 1161.0863 | 3101.3326 | 578.029 | 1853.6959 | 583.0573 | 1655.0507
10.7 |  |  | 1939.1767 | 2866.7226 | 1110.9105 | 3100.2583 | 643.1502 | 1853.4214 | 467.7603 | 1655.0507
10.5 |  |  | 1931.8549 | 2866.7226 | 1098.5251 | 3099.9142 | 689.3859 | 1852.6282 | 409.1392 | 1655.0507
10.5 |  |  | 1949.3697 | 2866.7226 | 1141.3602 | 3097.8003 | 633.6321 | 1851.7294 | 507.7281 | 1655.0507
10.4 |  |  | 2056.6563 | 2866.7226 | 1337.4032 | 3097.1996 | 431.7003 | 1851.6241 | 905.7029 | 1655.0507
10.7 |  |  | 2430.1995 | 2866.7226 | 2152.5964 | 3097.0706 | 325.3338 | 1851.4047 | 1827.2627 | 1655.0507
11.4 |  |  | 3088.7435 | 2866.7226 | 2813.7772 | 3096.3256 | 105.5489 | 1851.312 | 2708.2283 | 1655.0507
11.7 |  |  | 3465.9389 | 2866.7226 | 2290.5714 | 3092.3565 | 96.5639 | 1851.0786 | 2194.0075 | 1655.0507
12.2 |  |  | 3558.6781 | 2862.6999 | 2032.1817 | 3091.6163 | 82.7898 | 1850.3081 | 1949.3919 | 1655.0507
12.8 |  |  | 3536.0032 | 2862.6999 | 2026.4306 | 3088.932 | 84.3562 | 1849.9854 | 1942.0744 | 1655.0507
12.9 |  |  | 3474.9051 | 2862.6999 | 3282.4258 | 3086.9014 | 1541.4719 | 1849.8471 | 1740.9539 | 1655.0507
13.5 |  |  | 3436.6745 | 2862.6999 | 1825.7464 | 3086.1373 | 170.6957 | 1849.3533 | 1655.0507 | 1655.0507
15.4 |  |  | 3417.9482 | 2862.6999 | 1716.1839 | 3085.4783 | 105.9638 | 1848.0369 | 1610.22 | 1655.0507
15 |  |  | 3531.6199 | 2862.6999 | 1786.9532 | 3084.9833 | 76.5989 | 1847.7344 | 1710.3543 | 1655.0507
15.5 |  |  | 3562.1411 | 2862.6999 | 1812.1177 | 3084.5275 | 61.1616 | 1847.1342 | 1750.9562 | 1655.0507
14.9 |  |  | 3478.9495 | 2862.6999 | 2143.9392 | 3082.5035 | 49.9494 | 1846.9137 | 2093.9898 | 1655.0507
15.4 |  |  | 3321.0465 | 2862.6999 | 2520.2429 | 3078.3948 | 47.267 | 1846.4062 | 2472.9759 | 1655.0507
15.1 |  |  | 3255.5147 | 2862.6999 | 2506.6257 | 3075.8274 | 44.3667 | 1846.369 | 2462.259 | 1655.0507
12.6 |  |  | 3274.1915 | 2862.6999 | 2418.8363 | 3073.511 | 41.3173 | 1846.3105 | 2377.519 | 1655.0507
11.8 |  |  | 3240.8435 | 2862.6999 | 2390.0738 | 3073.0625 | 37.2947 | 1845.9937 | 2352.7791 | 1655.0507
11.9 |  |  | 3057.5957 | 2862.6999 | 1977.4076 | 3072.9499 | 41.7713 | 1845.8822 | 1935.6363 | 1655.0507
11.8 |  |  | 2797.9335 | 2860.879 | 1834.5282 | 3072.6693 | 48.3012 | 1845.7726 | 1786.227 | 1655.0507
11.4 |  |  | 2410.5555 | 2860.879 | 1546.5115 | 3072.4265 | 91.5739 | 1845.6094 | 1454.9376 | 1655.0507
11.2 |  |  | 2170.8996 | 2860.879 | 1322.4327 | 3072.295 | 263.7354 | 1844.193 | 1058.6973 | 1655.0507
11.1 |  |  | 2039.5425 | 2860.879 | 1235.0092 | 3071.9256 | 514.5508 | 1844.1188 | 720.4584 | 1655.0507
11.2 |  |  | 1972.3175 | 2860.879 | 1171.293 | 3070.604 | 643.914 | 1843.9337 | 527.379 | 1655.0507
10.9 |  |  | 1931.2049 | 2860.879 | 1153.6679 | 3070.552 | 728.7693 | 1843.7461 | 424.8986 | 1655.0507
10.4 |  |  | 1925.5827 | 2860.879 | 1135.4902 | 3070.4205 | 716.789 | 1843.6557 | 418.7012 | 1655.0507
10.1 |  |  | 1945.6726 | 2860.879 | 1206.3821 | 3068.8294 | 694.0494 | 1843.4215 | 512.3326 | 1655.0507
9.9 |  |  | 2051.1164 | 2860.879 | 2118.3031 | 3068.4353 | 1519.1359 | 1843.3136 | 599.1672 | 1655.0507
10.2 |  |  | 2295.3477 | 2860.879 | 2504.2909 | 3064.3374 | 1465.2173 | 1843.2696 | 1039.0737 | 1655.0507
11.5 |  |  | 2606.6894 | 2858.0765 | 3339.963 | 3064.2499 | 1597.4892 | 1843.2288 | 1742.4737 | 1655.0507
11.9 |  |  | 2825.7747 | 2858.0765 | 4284.4246 | 3063.8328 | 1723.5676 | 1843.1223 | 2560.857 | 1655.0507
13.1 |  |  | 2866.7226 | 2858.0765 | 2817.3864 | 3063.0624 | 39.575 | 1842.7783 | 2777.8114 | 1655.0507
11.8 |  |  | 2832.1009 | 2858.0765 | 4697.5163 | 3062.8062 | 1939.3924 | 1842.691 | 2758.1239 | 1655.0507
13.3 |  |  | 2808.3123 | 2858.0765 | 4133.976 | 3062.7213 | 1697.4602 | 1842.5325 | 2436.5158 | 1655.0507
13.2 |  |  | 2822.4775 | 2858.0765 | 3957.6277 | 3061.8844 | 1762.1718 | 1842.2512 | 2195.4559 | 1655.0507
11.4 |  |  | 2890.4173 | 2858.0765 | 3826.6239 | 3061.6078 | 1812.8484 | 1841.0612 | 2013.7755 | 1655.0507
13.3 |  |  | 2937.5598 | 2858.0765 | 3528.0002 | 3060.8167 | 1614.3281 | 1841.0605 | 1913.6721 | 1655.0507
13.4 |  |  | 2962.0116 | 2858.0765 | 3717.7167 | 3060.3199 | 1740.7695 | 1839.9055 | 1976.9473 | 1655.0507
12.8 |  |  | 3031.4344 | 2858.0765 | 4081.9789 | 3058.4775 | 1799.7101 | 1839.5091 | 2282.2688 | 1655.0507
12.8 |  |  | 3039.5574 | 2858.0765 | 3890.7105 | 3057.8063 | 1693.4897 | 1839.3518 | 2197.2207 | 1655.0507
12.2 |  |  | 3059.2805 | 2858.0765 | 3786.4789 | 3057.7389 | 1657.125 | 1839.2588 | 2129.3539 | 1655.0507
10.8 |  |  | 3002.1877 | 2858.0765 | 3868.8864 | 3056.0156 | 1678.2811 | 1839.0622 | 2190.6053 | 1655.0507
9.9 |  |  | 2860.879 | 2851.5888 | 3693.9137 | 3049.5541 | 1817.2835 | 1838.1605 | 1876.6302 | 1655.0507
9.9 |  |  | 2659.3176 | 2851.5888 | 2983.9186 | 3048.7768 | 1385.921 | 1838.0117 | 1597.9976 | 1655.0507
9.6 |  |  | 2372.1116 | 2851.5888 | 2565.439 | 3047.2929 | 1347.1898 | 1837.4649 | 1218.2492 | 1655.0507
8.6 |  |  | 2167.4225 | 2851.5888 | 2401.7997 | 3046.1645 | 1343.1024 | 1837.2548 | 1058.6973 | 1655.0507
8.2 |  |  | 2037.5954 | 2851.5888 | 1972.2611 | 3045.097 | 1251.8027 | 1836.854 | 720.4584 | 1655.0507
7.3 |  |  | 1970.1404 | 2851.5888 | 1722.6128 | 3044.9717 | 1195.2337 | 1836.4984 | 527.379 | 1655.0507
5.9 |  |  | 1930.0555 | 2851.5888 | 1706.5167 | 3042.6369 | 1281.6181 | 1836.4252 | 424.8986 | 1655.0507
4.6 |  |  | 1923.591 | 2851.5888 | 1880.4954 | 3038.381 | 1461.7942 | 1834.9583 | 418.7012 | 1655.0507
4.6 |  |  | 1942.6169 | 2851.5888 | 1988.24 | 3038.3696 | 1475.9074 | 1834.8172 | 512.3326 | 1655.0507
5.5 |  |  | 2044.6577 | 2851.5888 | 2633.5462 | 3038.3535 | 2034.379 | 1834.3533 | 599.1672 | 1655.0507
8.4 |  |  | 2284.0231 | 2848.6074 | 2851.5887 | 3038.2704 | 1812.515 | 1834.3344 | 1039.0737 | 1655.0507
10.4 |  |  | 2578.0961 | 2848.6074 | 3697.5361 | 3034.0999 | 1955.0624 | 1833.4316 | 1742.4737 | 1655.0507
12.5 |  |  | 2771.3095 | 2848.6074 | 4373.4114 | 3033.7031 | 1812.5544 | 1832.6507 | 2560.857 | 1655.0507
13.5 |  |  | 2794.0997 | 2848.6074 | 2812.8556 | 3032.6651 | 35.0442 | 1832.6238 | 2777.8114 | 1655.0507
15 |  |  | 2757.3148 | 2848.6074 | 2790.5696 | 3031.6363 | 32.4458 | 1832.3213 | 2758.1239 | 1655.0507
16.3 |  |  | 2732.7393 | 2848.6074 | 2471.5769 | 3030.8439 | 35.0611 | 1831.5431 | 2436.5158 | 1655.0507
16.3 |  |  | 2747.4973 | 2848.6074 | 2226.8849 | 3030.3427 | 31.4291 | 1831.1604 | 2195.4559 | 1655.0507
17.7 |  |  | 2822.1963 | 2848.6074 | 2047.3012 | 3028.7233 | 33.5257 | 1829.7452 | 2013.7755 | 1655.0507
19.7 |  |  | 2877.6774 | 2848.6074 | 1946.7818 | 3027.4674 | 33.1096 | 1829.3515 | 1913.6721 | 1655.0507
20.3 |  |  | 2908.7427 | 2848.6074 | 2007.3172 | 3026.9973 | 30.37 | 1829.1956 | 1976.9473 | 1655.0507
20.4 |  |  | 2982.9358 | 2848.6074 | 2309.4961 | 3025.9612 | 27.2273 | 1826.7225 | 2282.2688 | 1655.0507
19.7 |  |  | 3002.6349 | 2848.6074 | 2227.8767 | 3023.2544 | 30.656 | 1825.4651 | 2197.2207 | 1655.0507
18.7 |  |  | 3034.872 | 2848.6074 | 2158.8285 | 3021.2974 | 29.4747 | 1825.387 | 2129.3539 | 1655.0507
18.1 |  |  | 2987.0147 | 2848.6074 | 2227.5151 | 3020.9889 | 36.9097 | 1825.3237 | 2190.6053 | 1655.0507
17.9 |  |  | 2851.5888 | 2848.6074 | 1915.6134 | 3019.1225 | 38.9832 | 1825.3166 | 1876.6302 | 1655.0507
17.8 |  |  | 2652.8566 | 2848.6074 | 1640.4515 | 3017.4721 | 42.4539 | 1824.199 | 1597.9976 | 1655.0507
17.4 |  |  | 2367.4882 | 2848.6074 | 1447.4493 | 3016.9737 | 229.2001 | 1823.9836 | 1218.2492 | 1655.0507
16.3 |  |  | 2064.8451 | 2848.6074 | 1259.9789 | 3016.5686 | 379.4627 | 1823.637 | 880.5162 | 1655.0507
16 |  |  | 1959.8992 | 2848.6074 | 1160.8024 | 3014.8571 | 577.7451 | 1821.6543 | 583.0573 | 1655.0507
16.3 |  |  | 1939.1767 | 2848.6074 | 1110.5211 | 3014.12 | 642.7607 | 1821.256 | 467.7603 | 1655.0507
16.1 |  |  | 1931.8549 | 2848.6074 | 1098.042 | 3013.9676 | 688.9028 | 1820.9742 | 409.1392 | 1655.0507
16.2 |  |  | 1949.3697 | 2848.6074 | 1140.6001 | 3013.0823 | 632.872 | 1820.9687 | 507.7281 | 1655.0507
16.9 |  |  | 2056.6563 | 2848.6074 | 1336.6722 | 3012.0174 | 430.9694 | 1820.9686 | 905.7029 | 1655.0507
16.4 |  |  | 2430.1995 | 2848.6074 | 2151.8569 | 3010.9447 | 324.5943 | 1820.7992 | 1827.2627 | 1655.0507
16.3 |  |  | 3088.7435 | 2848.6074 | 2813.5766 | 3010.5513 | 105.3482 | 1820.7358 | 2708.2283 | 1655.0507
16.9 |  |  | 3465.9389 | 2834.5084 | 2290.1465 | 3010.4246 | 96.1391 | 1819.7993 | 2194.0075 | 1655.0507
18.4 |  |  | 3568.2075 | 2832.1009 | 2031.6677 | 3010.4017 | 82.2758 | 1819.6291 | 1949.3919 | 1655.0507
19.4 |  |  | 3668.0236 | 2832.1009 | 2026.5364 | 3005.7419 | 84.4621 | 1818.9258 | 1942.0744 | 1655.0507
20.2 |  |  | 3646.8597 | 2832.1009 | 1882.2775 | 3004.4405 | 141.3236 | 1818.8572 | 1740.9539 | 1655.0507
20.4 |  |  | 3628.3324 | 2832.1009 | 1826.0205 | 3002.1715 | 170.9698 | 1818.1431 | 1655.0507 | 1655.0507
22.4 |  |  | 3708.7484 | 2832.1009 | 1716.1839 | 3000.9274 | 105.9638 | 1818.0957 | 1610.22 | 1655.0507
22.7 |  |  | 3875.132 | 2832.1009 | 1786.9532 | 3000.6359 | 76.5989 | 1817.6529 | 1710.3543 | 1655.0507
21.2 |  |  | 3801.8111 | 2832.1009 | 1812.1177 | 3000.1696 | 61.1616 | 1817.2835 | 1750.9562 | 1655.0507
21.8 |  |  | 3669.9868 | 2832.1009 | 2143.9392 | 3000.0491 | 49.9494 | 1817.088 | 2093.9898 | 1655.0507
21.9 |  |  | 3404.5393 | 2832.1009 | 2520.2429 | 2999.5954 | 47.267 | 1817.0733 | 2472.9759 | 1655.0507
21.7 |  |  | 3258.4471 | 2832.1009 | 2506.6257 | 2998.921 | 44.3667 | 1816.5042 | 2462.259 | 1655.0507
21.1 |  |  | 3275.9956 | 2825.7747 | 2418.8363 | 2996.264 | 41.3173 | 1816.406 | 2377.519 | 1655.0507
20.5 |  |  | 3240.8435 | 2825.7747 | 2390.0648 | 2996.1438 | 37.2857 | 1816.2985 | 2352.7791 | 1655.0507
20.3 |  |  | 3057.5957 | 2825.7747 | 1977.4076 | 2995.9302 | 41.7713 | 1816.1081 | 1935.6363 | 1655.0507
21.4 |  |  | 2797.9335 | 2825.7747 | 1834.5282 | 2994.9427 | 48.3012 | 1815.6341 | 1786.227 | 1655.0507
19.9 |  |  | 2410.5555 | 2825.7747 | 1546.5115 | 2994.7521 | 91.5739 | 1815.0985 | 1454.9376 | 1655.0507
20.9 |  |  | 2064.8451 | 2825.7747 | 1259.9789 | 2994.5429 | 379.4627 | 1815.092 | 880.5162 | 1655.0507
21.1 |  |  | 1959.8992 | 2825.7747 | 1160.8024 | 2994.5124 | 577.7451 | 1813.0581 | 583.0573 | 1655.0507
21 |  |  | 1939.1767 | 2825.7747 | 1110.5211 | 2993.9977 | 642.7607 | 1812.8484 | 467.7603 | 1655.0507
20.9 |  |  | 1931.8549 | 2825.7747 | 1098.042 | 2993.5924 | 688.9028 | 1812.6933 | 409.1392 | 1655.0507
20.7 |  |  | 1949.3697 | 2825.7747 | 1140.6001 | 2993.1763 | 632.872 | 1812.5544 | 507.7281 | 1655.0507
17.1 |  |  | 2056.6563 | 2823.1839 | 1336.6722 | 2993.1127 | 430.9694 | 1812.515 | 905.7029 | 1655.0507
15.7 |  |  | 2430.1995 | 2822.4775 | 2151.8569 | 2991.2784 | 324.5943 | 1812.3692 | 1827.2627 | 1655.0507
14.5 |  |  | 3088.7435 | 2822.4775 | 2813.5766 | 2990.7632 | 105.3482 | 1811.9272 | 2708.2283 | 1655.0507
14.3 |  |  | 3465.9389 | 2822.4775 | 2290.1465 | 2986.2987 | 96.1391 | 1811.4911 | 2194.0075 | 1655.0507
14.5 |  |  | 3558.6781 | 2822.4775 | 2031.6677 | 2985.1731 | 82.2758 | 1810.8654 | 1949.3919 | 1655.0507
14.6 |  |  | 3536.0032 | 2822.4775 | 2026.5364 | 2985.0498 | 84.4621 | 1810.5758 | 1942.0744 | 1655.0507
15.3 |  |  | 3475.706 | 2822.4775 | 1882.2775 | 2984.0587 | 141.3236 | 1810.0905 | 1740.9539 | 1655.0507
15.9 |  |  | 3441.5251 | 2822.4775 | 1826.0205 | 2983.9186 | 170.9698 | 1807.8884 | 1655.0507 | 1655.0507
16.2 |  |  | 3437.9502 | 2822.4775 | 1716.1839 | 2983.9161 | 105.9638 | 1807.7902 | 1610.22 | 1655.0507
16.4 |  |  | 3539.5482 | 2822.4775 | 1786.9532 | 2983.6129 | 76.5989 | 1806.1817 | 1710.3543 | 1655.0507
16.8 |  |  | 3584.1093 | 2822.4775 | 1812.1177 | 2982.7769 | 61.1616 | 1805.1211 | 1750.9562 | 1655.0507
17.1 |  |  | 3486.6582 | 2822.1963 | 2143.9392 | 2982.7474 | 49.9494 | 1804.5946 | 2093.9898 | 1655.0507
16.8 |  |  | 3322.2885 | 2822.1963 | 2520.2429 | 2980.5976 | 47.267 | 1804.2801 | 2472.9759 | 1655.0507
16.5 |  |  | 3255.5147 | 2822.1963 | 2506.6257 | 2980.1878 | 44.3667 | 1803.9757 | 2462.259 | 1655.0507
15.4 |  |  | 3274.1915 | 2822.1963 | 2418.8363 | 2978.5298 | 41.3173 | 1803.5258 | 2377.519 | 1655.0507
15 |  |  | 3240.8435 | 2822.1963 | 2390.0648 | 2978.2624 | 37.2857 | 1803.4836 | 2352.7791 | 1655.0507
14.6 |  |  | 3057.5957 | 2822.1963 | 1977.4076 | 2978.0534 | 41.7713 | 1803.2664 | 1935.6363 | 1655.0507
15 |  |  | 2797.9335 | 2822.1963 | 1834.5282 | 2976.0359 | 48.3012 | 1802.7918 | 1786.227 | 1610.22
14.5 |  |  | 2410.5555 | 2822.1963 | 1546.5115 | 2975.8065 | 91.5739 | 1802.6306 | 1454.9376 | 1610.22
13.7 |  |  | 2064.8451 | 2822.1963 | 1259.9789 | 2972.9088 | 379.4627 | 1802.0462 | 880.5162 | 1610.22
14.1 |  |  | 1959.8992 | 2822.1963 | 1160.8024 | 2972.9072 | 577.7451 | 1801.4972 | 583.0573 | 1610.22
13.3 |  |  | 1939.1767 | 2816.0682 | 1110.5211 | 2972.2067 | 642.7607 | 1800.8953 | 467.7603 | 1610.22
12.6 |  |  | 1931.8549 | 2816.0682 | 1098.042 | 2971.5255 | 688.9028 | 1799.7101 | 409.1392 | 1610.22
11.6 |  |  | 1949.3697 | 2816.0682 | 1140.5825 | 2971.4122 | 632.8544 | 1799.6479 | 507.7281 | 1610.22
10.9 |  |  | 2056.6563 | 2816.0682 | 1336.9521 | 2970.9395 | 431.2492 | 1798.1352 | 905.7029 | 1610.22
12.5 |  |  | 2430.1995 | 2816.0682 | 2151.8569 | 2965.6893 | 324.5943 | 1797.9127 | 1827.2627 | 1610.22
13.4 |  |  | 3088.7435 | 2816.0682 | 2813.5766 | 2963.6339 | 105.3482 | 1797.3559 | 2708.2283 | 1610.22
12.9 |  |  | 3465.9389 | 2816.0682 | 2289.0843 | 2963.2748 | 95.0768 | 1796.9348 | 2194.0075 | 1610.22
13.4 |  |  | 3558.6781 | 2816.0682 | 2031.6677 | 2961.5139 | 82.2758 | 1796.8137 | 1949.3919 | 1610.22
13.7 |  |  | 3536.0032 | 2816.0682 | 2025.5376 | 2961.1764 | 83.4632 | 1796.7442 | 1942.0744 | 1610.22
15 |  |  | 3474.9051 | 2816.0682 | 1882.2775 | 2961.1728 | 141.3236 | 1795.6449 | 1740.9539 | 1610.22
16 |  |  | 3442.0422 | 2816.0682 | 1826.0205 | 2960.9009 | 170.9698 | 1795.3468 | 1655.0507 | 1610.22
15.2 |  |  | 3417.9482 | 2816.0682 | 1716.1839 | 2960.5263 | 105.9638 | 1794.9398 | 1610.22 | 1610.22
15.7 |  |  | 3535.6669 | 2816.0682 | 1786.9532 | 2957.8173 | 76.5989 | 1794.8517 | 1710.3543 | 1610.22
15.2 |  |  | 3562.1411 | 2808.3123 | 1812.1177 | 2957.2573 | 61.1616 | 1794.7521 | 1750.9562 | 1610.22
13.3 |  |  | 3478.9495 | 2808.3123 | 3627.6286 | 2957.2193 | 1533.6388 | 1794.3366 | 2093.9898 | 1610.22
14.6 |  |  | 3321.0465 | 2808.3123 | 2520.2429 | 2956.4727 | 47.267 | 1793.8074 | 2472.9759 | 1610.22
15.1 |  |  | 3255.5147 | 2808.3123 | 2506.6257 | 2956.0084 | 44.3667 | 1793.6712 | 2462.259 | 1610.22
14.3 |  |  | 3274.1915 | 2808.3123 | 2418.8363 | 2954.1638 | 41.3173 | 1793.5082 | 2377.519 | 1610.22
13.6 |  |  | 3240.8435 | 2808.3123 | 2390.0648 | 2954.0229 | 37.2857 | 1793.443 | 2352.7791 | 1610.22
12.6 |  |  | 3057.5957 | 2808.3123 | 1977.4076 | 2952.2785 | 41.7713 | 1793.3186 | 1935.6363 | 1610.22
11.6 |  |  | 2797.9335 | 2808.3123 | 1834.5282 | 2950.1223 | 48.3012 | 1791.8576 | 1786.227 | 1610.22
11.1 |  |  | 2410.5555 | 2808.3123 | 1546.5115 | 2949.2182 | 91.5739 | 1791.3177 | 1454.9376 | 1610.22
10.5 |  |  | 2064.8451 | 2808.3123 | 1259.8589 | 2948.4873 | 379.3427 | 1790.9499 | 880.5162 | 1610.22
9.6 |  |  | 1959.8992 | 2797.9335 | 1160.9441 | 2947.0083 | 577.8868 | 1790.6575 | 583.0573 | 1610.22
8.8 |  |  | 1939.1767 | 2797.9335 | 1316.3689 | 2944.6967 | 848.6085 | 1790.1447 | 467.7603 | 1610.22
8.5 |  |  | 1931.8549 | 2797.9335 | 1321.864 | 2944.4248 | 912.7248 | 1788.0117 | 409.1392 | 1610.22
7.7 |  |  | 1949.3697 | 2797.9335 | 1567.8236 | 2942.3975 | 1060.0955 | 1786.9017 | 507.7281 | 1610.22
7.7 |  |  | 2056.6563 | 2797.9335 | 2135.2633 | 2942.3096 | 1229.5605 | 1786.1742 | 905.7029 | 1610.22
8.8 |  |  | 2430.1995 | 2797.9335 | 3802.1482 | 2941.2052 | 1974.8856 | 1784.6508 | 1827.2627 | 1610.22
9.7 |  |  | 3088.7435 | 2797.9335 | 4578.0107 | 2935.8641 | 1869.7823 | 1784.1808 | 2708.2283 | 1610.22
10.5 |  |  | 3465.9389 | 2797.9335 | 4009.0995 | 2934.9454 | 1815.092 | 1784.0633 | 2194.0075 | 1610.22
11.7 |  |  | 3558.6781 | 2797.9335 | 3530.8057 | 2933.4915 | 1581.4138 | 1783.7272 | 1949.3919 | 1610.22
13.2 |  |  | 3536.0032 | 2797.9335 | 2026.1998 | 2933.4865 | 84.1254 | 1783.5533 | 1942.0744 | 1610.22
15.5 |  |  | 3481.6933 | 2797.9335 | 1882.2775 | 2931.1498 | 141.3236 | 1783.4958 | 1740.9539 | 1610.22
16.3 |  |  | 3451.1998 | 2797.9335 | 1826.0205 | 2928.8623 | 170.9698 | 1783.0308 | 1655.0507 | 1610.22
17.3 |  |  | 3487.0027 | 2797.9335 | 1716.1839 | 2928.5792 | 105.9638 | 1782.19 | 1610.22 | 1610.22
16.7 |  |  | 3545.5764 | 2797.9335 | 1786.9532 | 2928.3653 | 76.5989 | 1782.1733 | 1710.3543 | 1610.22
16.3 |  |  | 3569.867 | 2797.9335 | 1812.1177 | 2927.6525 | 61.1616 | 1781.0994 | 1750.9562 | 1610.22
16.8 |  |  | 3485.2929 | 2797.9335 | 2143.9392 | 2926.1284 | 49.9494 | 1780.8834 | 2093.9898 | 1610.22
15.9 |  |  | 3319.6492 | 2797.9335 | 2520.2429 | 2925.7406 | 47.267 | 1780.0128 | 2472.9759 | 1610.22
15.7 |  |  | 3255.5147 | 2797.9335 | 2506.6257 | 2921.9293 | 44.3667 | 1779.7377 | 2462.259 | 1610.22
15.2 |  |  | 3274.1915 | 2797.9335 | 2418.8363 | 2921.6872 | 41.3173 | 1778.7278 | 2377.519 | 1610.22
13.5 |  |  | 3240.8435 | 2797.9335 | 2390.0648 | 2919.2228 | 37.2857 | 1778.1896 | 2352.7791 | 1610.22
12.1 |  |  | 3057.5957 | 2797.9335 | 1977.4076 | 2918.1743 | 41.7713 | 1777.7062 | 1935.6363 | 1610.22
11.4 |  |  | 2797.9335 | 2797.9335 | 1834.5282 | 2917.8542 | 48.3012 | 1777.2745 | 1786.227 | 1610.22
11.2 |  |  | 2410.5555 | 2797.9335 | 1546.5115 | 2917.2478 | 91.5739 | 1776.0452 | 1454.9376 | 1610.22
10.4 |  |  | 2064.8451 | 2797.9335 | 1260.0647 | 2914.3225 | 379.5485 | 1774.2723 | 880.5162 | 1610.22
9.7 |  |  | 1959.8992 | 2797.9335 | 1161.0884 | 2914.1174 | 578.0312 | 1773.9233 | 583.0573 | 1610.22
10.1 |  |  | 1939.1767 | 2797.9335 | 1110.8495 | 2912.8647 | 643.0891 | 1772.093 | 467.7603 | 1610.22
8.9 |  |  | 1931.8549 | 2797.9335 | 1328.9056 | 2909.8158 | 919.7664 | 1772.0178 | 409.1392 | 1610.22
8.4 |  |  | 1949.3697 | 2797.9335 | 1591.0535 | 2906.9367 | 1083.3254 | 1771.7448 | 507.7281 | 1610.22
9.1 |  |  | 2056.6563 | 2797.9335 | 2033.4006 | 2906.5741 | 1127.6977 | 1771.6259 | 905.7029 | 1610.22
10.4 |  |  | 2430.1995 | 2797.9335 | 2152.4601 | 2903.9582 | 325.1975 | 1771.5633 | 1827.2627 | 1610.22
11.3 |  |  | 3088.7435 | 2797.9335 | 2813.5355 | 2901.1493 | 105.3072 | 1771.0441 | 2708.2283 | 1610.22
12.1 |  |  | 3465.9389 | 2797.9335 | 2290.0656 | 2899.1814 | 96.0581 | 1770.2294 | 2194.0075 | 1610.22
15 |  |  | 3558.6781 | 2797.9335 | 2031.6677 | 2898.9802 | 82.2758 | 1769.9548 | 1949.3919 | 1610.22
15.8 |  |  | 3551.7972 | 2797.9335 | 2026.5364 | 2897.5032 | 84.4621 | 1769.7781 | 1942.0744 | 1610.22
15.8 |  |  | 3493.0321 | 2797.9335 | 1882.2775 | 2895.4924 | 141.3236 | 1769.7721 | 1740.9539 | 1610.22
15.6 |  |  | 3439.9738 | 2797.9335 | 1826.0205 | 2895.4729 | 170.9698 | 1769.4535 | 1655.0507 | 1610.22
16.2 |  |  | 3437.9502 | 2797.9335 | 1716.1839 | 2895.1958 | 105.9638 | 1769.4284 | 1610.22 | 1610.22
16.8 |  |  | 3550.9372 | 2797.9335 | 1786.9532 | 2894.1765 | 76.5989 | 1768.4984 | 1710.3543 | 1610.22
16.1 |  |  | 3568.7802 | 2797.9335 | 1812.1177 | 2893.1591 | 61.1616 | 1767.7581 | 1750.9562 | 1610.22
16.7 |  |  | 3484.8378 | 2797.9335 | 2143.9392 | 2892.5299 | 49.9494 | 1767.0029 | 2093.9898 | 1610.22
16.5 |  |  | 3321.4087 | 2797.9335 | 2520.2429 | 2890.1749 | 47.267 | 1765.5107 | 2472.9759 | 1610.22
15.2 |  |  | 3255.5147 | 2797.9335 | 2506.6257 | 2888.5786 | 44.3667 | 1765.4706 | 2462.259 | 1610.22
14.7 |  |  | 3274.1915 | 2797.9335 | 2418.8363 | 2886.7071 | 41.3173 | 1765.0817 | 2377.519 | 1610.22
14 |  |  | 3240.8435 | 2797.9335 | 2390.0648 | 2886.3264 | 37.2857 | 1764.8967 | 2352.7791 | 1610.22
14 |  |  | 3057.5957 | 2797.9335 | 1977.4076 | 2885.2824 | 41.7713 | 1764.5792 | 1935.6363 | 1610.22
13.6 |  |  | 2797.9335 | 2797.9335 | 1834.5282 | 2884.3113 | 48.3012 | 1763.6181 | 1786.227 | 1610.22
13.1 |  |  | 2410.5555 | 2797.9335 | 1546.5115 | 2881.1106 | 91.5739 | 1763.4095 | 1454.9376 | 1610.22
13 |  |  | 2170.8996 | 2797.9335 | 1349.4976 | 2881.0473 | 290.8002 | 1763.1122 | 1058.6973 | 1610.22
12.3 |  |  | 2039.5425 | 2797.9335 | 1235.0092 | 2878.671 | 514.5508 | 1763.1012 | 720.4584 | 1610.22
13.1 |  |  | 1972.3175 | 2797.9335 | 1170.9742 | 2878.5118 | 643.5951 | 1763.0912 | 527.379 | 1610.22
12.7 |  |  | 1931.2049 | 2797.9335 | 1153.2228 | 2878.4871 | 728.3242 | 1763.0212 | 424.8986 | 1610.22
14.3 |  |  | 1925.5827 | 2795.4072 | 1134.9511 | 2875.8793 | 716.2499 | 1762.5177 | 418.7012 | 1610.22
13 |  |  | 1945.6726 | 2795.4072 | 1162.8005 | 2874.9404 | 650.4679 | 1762.1718 | 512.3326 | 1610.22
14.4 |  |  | 2051.1164 | 2795.4072 | 1722.051 | 2874.7853 | 1122.8838 | 1761.9681 | 599.1672 | 1610.22
14.7 |  |  | 2295.3477 | 2795.4072 | 1696.8352 | 2871.9374 | 657.7615 | 1761.3262 | 1039.0737 | 1610.22
15.8 |  |  | 2606.6894 | 2795.4072 | 1778.7215 | 2870.9828 | 36.2478 | 1761.2583 | 1742.4737 | 1610.22
16.9 |  |  | 2825.7747 | 2795.4072 | 2598.4519 | 2868.3672 | 37.5949 | 1761.1004 | 2560.857 | 1610.22
18.6 |  |  | 2866.7226 | 2795.4072 | 2817.3864 | 2866.8246 | 39.575 | 1761.0468 | 2777.8114 | 1610.22
18.6 |  |  | 2832.1009 | 2795.4072 | 2796.1555 | 2866.5997 | 38.0316 | 1758.5507 | 2758.1239 | 1610.22
20 |  |  | 2808.3123 | 2795.4072 | 2477.6222 | 2866.5287 | 41.1064 | 1758.2767 | 2436.5158 | 1610.22
21.4 |  |  | 2822.4775 | 2795.4072 | 2233.3096 | 2865.2153 | 37.8538 | 1758.2383 | 2195.4559 | 1610.22
22.1 |  |  | 2890.4173 | 2795.4072 | 2053.5406 | 2864.2014 | 39.7652 | 1758.0809 | 2013.7755 | 1610.22
21.9 |  |  | 2937.5598 | 2795.4072 | 1953.0538 | 2863.9665 | 39.3817 | 1757.8919 | 1913.6721 | 1610.22
22.7 |  |  | 2962.0116 | 2795.4072 | 2012.9512 | 2863.6013 | 36.0039 | 1757.3351 | 1976.9473 | 1610.22
21.5 |  |  | 3031.4344 | 2795.4072 | 2314.619 | 2860.3164 | 32.3502 | 1757.2549 | 2282.2688 | 1610.22
21.4 |  |  | 3039.5574 | 2795.4072 | 2232.988 | 2860.0993 | 35.7672 | 1757.008 | 2197.2207 | 1610.22
20.2 |  |  | 3059.2805 | 2794.0997 | 2163.3434 | 2859.4582 | 33.9895 | 1756.5505 | 2129.3539 | 1610.22
19.4 |  |  | 3002.1877 | 2794.0997 | 2231.2403 | 2859.0733 | 40.635 | 1756.2295 | 2190.6053 | 1610.22
18.8 |  |  | 2860.879 | 2794.0997 | 1917.902 | 2857.6557 | 41.2719 | 1756.18 | 1876.6302 | 1610.22
18.2 |  |  | 2659.3176 | 2794.0997 | 1641.6598 | 2857.0327 | 43.6622 | 1755.3086 | 1597.9976 | 1610.22
16.6 |  |  | 2372.1116 | 2794.0997 | 1447.6385 | 2852.8058 | 229.3894 | 1754.8983 | 1218.2492 | 1610.22
18.1 |  |  | 2167.4225 | 2794.0997 | 1349.4589 | 2852.1152 | 290.7616 | 1754.0882 | 1058.6973 | 1610.22
15.5 |  |  | 2037.5954 | 2794.0997 | 1235.0807 | 2852.1118 | 514.6223 | 1753.5041 | 720.4584 | 1610.22
15.3 |  |  | 1970.1404 | 2794.0997 | 1171.0378 | 2851.5887 | 643.6587 | 1753.4285 | 527.379 | 1610.22
14.4 |  |  | 1930.0555 | 2794.0997 | 1152.5902 | 2847.5514 | 727.6916 | 1753.027 | 424.8986 | 1610.22
13.5 |  |  | 1923.591 | 2794.0997 | 1134.3384 | 2847.163 | 715.6372 | 1752.3204 | 418.7012 | 1610.22
13.6 |  |  | 1942.6169 | 2787.4749 | 1162.2629 | 2846.8825 | 649.9302 | 1752.1442 | 512.3326 | 1610.22
13.4 |  |  | 2044.6577 | 2787.4749 | 1720.6943 | 2846.8736 | 1121.5271 | 1751.1568 | 599.1672 | 1610.22
13.9 |  |  | 2284.0231 | 2787.4749 | 1694.9906 | 2846.6795 | 655.9169 | 1750.4742 | 1039.0737 | 1610.22
13.8 |  |  | 2578.0961 | 2787.4749 | 1775.9058 | 2846.1809 | 33.432 | 1749.7179 | 1742.4737 | 1610.22
13.5 |  |  | 2771.3095 | 2787.4749 | 2595.2388 | 2843.9462 | 34.3818 | 1749.6227 | 2560.857 | 1610.22
13.4 |  |  | 2794.0997 | 2787.4749 | 2812.8556 | 2843.7056 | 35.0442 | 1749.2978 | 2777.8114 | 1610.22
13.6 |  |  | 2757.3148 | 2787.4749 | 2790.5696 | 2842.1993 | 32.4458 | 1749.147 | 2758.1239 | 1610.22
13.5 |  |  | 2732.7393 | 2787.4749 | 2471.5769 | 2842.1099 | 35.0611 | 1748.9869 | 2436.5158 | 1610.22
13.9 |  |  | 2747.4973 | 2787.4749 | 2226.8849 | 2841.9045 | 31.4291 | 1747.787 | 2195.4559 | 1610.22
14 |  |  | 2822.1963 | 2787.4749 | 2047.3012 | 2841.6588 | 33.5257 | 1747.1657 | 2013.7755 | 1610.22
14.1 |  |  | 2877.6774 | 2787.4749 | 1946.7818 | 2841.6061 | 33.1096 | 1747.1464 | 1913.6721 | 1610.22
13.9 |  |  | 2908.7427 | 2787.4749 | 3640.3842 | 2840.7574 | 1663.437 | 1746.9655 | 1976.9473 | 1610.22
13.8 |  |  | 2982.9358 | 2787.4749 | 3904.9848 | 2840.4985 | 1622.716 | 1746.9652 | 2282.2688 | 1610.22
13.6 |  |  | 3002.6349 | 2772.8696 | 2227.8767 | 2838.6315 | 30.656 | 1746 | 2197.2207 | 1610.22
13 |  |  | 3034.872 | 2772.8696 | 2158.8285 | 2838.3549 | 29.4747 | 1745.3299 | 2129.3539 | 1610.22
12.5 |  |  | 2987.0147 | 2772.8696 | 2227.5151 | 2837.3301 | 36.9097 | 1745.0222 | 2190.6053 | 1610.22
12.4 |  |  | 2851.5888 | 2771.3095 | 1915.6134 | 2833.5858 | 38.9832 | 1744.8513 | 1876.6302 | 1610.22
12.2 |  |  | 2652.8566 | 2771.3095 | 1640.4515 | 2832.6806 | 42.4539 | 1744.6227 | 1597.9976 | 1610.22
12.1 |  |  | 2367.4882 | 2771.3095 | 1447.4493 | 2832.5971 | 229.2001 | 1744.1057 | 1218.2492 | 1610.22
12.1 |  |  | 2064.8451 | 2771.3095 | 1259.9789 | 2832.5223 | 379.4627 | 1743.5978 | 880.5162 | 1610.22
12 |  |  | 1959.8992 | 2771.3095 | 1160.8024 | 2829.4075 | 577.7451 | 1743.4832 | 583.0573 | 1610.22
12 |  |  | 1939.1767 | 2771.3095 | 1110.5211 | 2826.8813 | 642.7607 | 1743.1458 | 467.7603 | 1610.22
12.2 |  |  | 1931.8549 | 2771.3095 | 1098.042 | 2824.031 | 688.9028 | 1742.9585 | 409.1392 | 1610.22
11.3 |  |  | 1949.3697 | 2771.3095 | 1141.067 | 2822.9364 | 633.3389 | 1742.3148 | 507.7281 | 1610.22
11.5 |  |  | 2056.6563 | 2771.3095 | 1337.0569 | 2822.9364 | 431.354 | 1742.2217 | 905.7029 | 1610.22
11.8 |  |  | 2430.1995 | 2771.3095 | 2151.6933 | 2822.9364 | 324.4306 | 1741.5497 | 1827.2627 | 1610.22
13.4 |  |  | 3088.7435 | 2763.5794 | 2813.5766 | 2822.9364 | 105.3482 | 1740.7695 | 2708.2283 | 1610.22
13.9 |  |  | 3465.9389 | 2763.5794 | 2290.1465 | 2822.9364 | 96.1391 | 1740.727 | 2194.0075 | 1610.22
15 |  |  | 3558.6781 | 2763.5794 | 2031.6677 | 2822.9364 | 82.2758 | 1740.3863 | 1949.3919 | 1610.22
16.9 |  |  | 3587.3108 | 2757.3148 | 2026.5364 | 2822.9364 | 84.4621 | 1739.9213 | 1942.0744 | 1610.22
19.8 |  |  | 3632.8754 | 2757.3148 | 1882.2775 | 2822.9364 | 141.3236 | 1738.7513 | 1740.9539 | 1610.22
19.2 |  |  | 3576.4887 | 2757.3148 | 1826.0205 | 2822.9364 | 170.9698 | 1738.4264 | 1655.0507 | 1610.22
20.4 |  |  | 3625.2416 | 2757.3148 | 1716.1839 | 2822.9364 | 105.9638 | 1737.8395 | 1610.22 | 1610.22
20.1 |  |  | 3728.6742 | 2757.3148 | 1786.9532 | 2822.9364 | 76.5989 | 1737.6882 | 1710.3543 | 1610.22
20.2 |  |  | 3750.3425 | 2757.3148 | 1812.1177 | 2822.5403 | 61.1616 | 1737.2635 | 1750.9562 | 1610.22
21.3 |  |  | 3644.5908 | 2757.3148 | 2143.9392 | 2820.5388 | 49.9494 | 1737.1213 | 2093.9898 | 1610.22
20.8 |  |  | 3377.3208 | 2757.3148 | 2520.2429 | 2820.3305 | 47.267 | 1736.6431 | 2472.9759 | 1610.22
20.1 |  |  | 3255.5147 | 2757.3148 | 2506.6257 | 2820.2926 | 44.3667 | 1736.5603 | 2462.259 | 1610.22
19.2 |  |  | 3274.1915 | 2757.3148 | 2418.8363 | 2817.3864 | 41.3173 | 1736.3137 | 2377.519 | 1610.22
15.2 |  |  | 3240.8435 | 2747.4973 | 2390.0648 | 2817.3864 | 37.2857 | 1736.152 | 2352.7791 | 1610.22
14.7 |  |  | 3057.5957 | 2747.4973 | 1977.4076 | 2817.3864 | 41.7713 | 1736.0583 | 1935.6363 | 1610.22
14.2 |  |  | 2797.9335 | 2747.4973 | 1834.5282 | 2817.3864 | 48.3012 | 1735.0212 | 1786.227 | 1610.22
14.1 |  |  | 2410.5555 | 2747.4973 | 1546.5115 | 2817.3864 | 91.5739 | 1734.1814 | 1454.9376 | 1610.22
14 |  |  | 2064.8451 | 2747.4973 | 1259.9789 | 2817.3864 | 379.4627 | 1734.0509 | 880.5162 | 1610.22
13.5 |  |  | 1959.8992 | 2747.4973 | 1160.8024 | 2817.3864 | 577.7451 | 1733.118 | 583.0573 | 1610.22
13.5 |  |  | 1939.1767 | 2747.4973 | 1110.5211 | 2817.3864 | 642.7607 | 1732.5654 | 467.7603 | 1610.22
13.6 |  |  | 1931.8549 | 2747.4973 | 1098.042 | 2817.3864 | 688.9028 | 1732.427 | 409.1392 | 1610.22
13.5 |  |  | 1949.3697 | 2747.4973 | 1140.6001 | 2817.3864 | 632.872 | 1732.1545 | 507.7281 | 1610.22
13.5 |  |  | 2056.6563 | 2747.4973 | 1336.6722 | 2817.3864 | 430.9694 | 1732.0522 | 905.7029 | 1610.22
13.4 |  |  | 2430.1995 | 2732.7393 | 2151.8569 | 2817.3864 | 324.5943 | 1731.8949 | 1827.2627 | 1610.22
14.1 |  |  | 3088.7435 | 2732.7393 | 2813.5766 | 2817.0095 | 105.3482 | 1731.5296 | 2708.2283 | 1610.22
14.7 |  |  | 3465.9389 | 2732.7393 | 2290.1465 | 2816.1611 | 96.1391 | 1730.8309 | 2194.0075 | 1610.22
15.1 |  |  | 3558.6781 | 2732.7393 | 2031.6677 | 2815.9921 | 82.2758 | 1729.6613 | 1949.3919 | 1610.22
16.6 |  |  | 3577.6253 | 2732.7393 | 2026.5364 | 2815.9921 | 84.4621 | 1729.5812 | 1942.0744 | 1610.22
17.5 |  |  | 3552.4655 | 2732.7393 | 1882.2775 | 2815.1259 | 141.3236 | 1729.3414 | 1740.9539 | 1610.22
19.3 |  |  | 3580.809 | 2732.7393 | 1826.0205 | 2814.6905 | 170.9698 | 1728.7128 | 1655.0507 | 1610.22
20.1 |  |  | 3611.8636 | 2732.7393 | 1716.1839 | 2814.4301 | 105.9638 | 1728.213 | 1610.22 | 1610.22
20.3 |  |  | 3739.9402 | 2732.7393 | 1786.9532 | 2814.3976 | 76.5989 | 1727.8598 | 1710.3543 | 1610.22
19.7 |  |  | 3725.8965 | 2732.7393 | 1812.1177 | 2814.281 | 61.1616 | 1727.8087 | 1750.9562 | 1610.22
19.5 |  |  | 3564.2286 | 2727.6185 | 2143.9392 | 2814.24 | 49.9494 | 1726.382 | 2093.9898 | 1610.22
17.2 |  |  | 3323.4616 | 2727.6185 | 2520.2429 | 2814.1362 | 47.267 | 1726.3817 | 2472.9759 | 1610.22
16.5 |  |  | 3255.5147 | 2727.6185 | 2506.6257 | 2814.1166 | 44.3667 | 1726.2517 | 2462.259 | 1610.22
16.3 |  |  | 3274.1915 | 2727.6185 | 2418.8363 | 2814.095 | 41.3173 | 1726.0876 | 2377.519 | 1610.22
16.6 |  |  | 3240.8435 | 2727.6185 | 2390.0648 | 2813.8957 | 37.2857 | 1725.2429 | 2352.7791 | 1610.22
15.9 |  |  | 3057.5957 | 2727.6185 | 1977.4076 | 2813.8893 | 41.7713 | 1723.5676 | 1935.6363 | 1610.22
15.6 |  |  | 2797.9335 | 2727.6185 | 1834.5282 | 2813.8451 | 48.3012 | 1722.9798 | 1786.227 | 1610.22
15 |  |  | 2410.5555 | 2727.6185 | 1546.5115 | 2813.7772 | 91.5739 | 1721.9946 | 1454.9376 | 1610.22
15.5 |  |  | 2064.8451 | 2727.6185 | 1259.9789 | 2813.7623 | 379.4627 | 1721.9794 | 880.5162 | 1610.22
15.1 |  |  | 1959.8992 | 2727.6185 | 1160.8024 | 2813.6886 | 577.7451 | 1720.502 | 583.0573 | 1610.22
15.6 |  |  | 1939.1767 | 2727.6185 | 1110.5211 | 2813.6844 | 642.7607 | 1720.1693 | 467.7603 | 1610.22
14 |  |  | 1931.8549 | 2727.6185 | 1098.042 | 2813.6308 | 688.9028 | 1719.6977 | 409.1392 | 1610.22
13.9 |  |  | 1949.3697 | 2727.6185 | 1140.6001 | 2813.6261 | 632.872 | 1719.4482 | 507.7281 | 1610.22
13.4 |  |  | 2056.6563 | 2727.6185 | 1336.6722 | 2813.5934 | 430.9694 | 1718.9419 | 905.7029 | 1610.22
13.3 |  |  | 2430.1995 | 2727.6185 | 2151.8569 | 2813.5766 | 324.5943 | 1718.929 | 1827.2627 | 1610.22
13.6 |  |  | 3088.7435 | 2667.9224 | 2813.5766 | 2813.5766 | 105.3482 | 1718.5953 | 2708.2283 | 1610.22
13.7 |  |  | 3465.9389 | 2667.9224 | 2290.1465 | 2813.5766 | 96.1391 | 1718.4194 | 2194.0075 | 1610.22
14 |  |  | 3558.6781 | 2667.9224 | 2031.6677 | 2813.5766 | 82.2758 | 1717.5679 | 1949.3919 | 1610.22
14.1 |  |  | 3536.0032 | 2659.3176 | 2026.5364 | 2813.5766 | 84.4621 | 1714.8794 | 1942.0744 | 1610.22
15.5 |  |  | 3481.6933 | 2659.3176 | 1882.2775 | 2813.5766 | 141.3236 | 1714.8105 | 1740.9539 | 1610.22
16.8 |  |  | 3472.8013 | 2659.3176 | 1826.0205 | 2813.5766 | 170.9698 | 1714.3793 | 1655.0507 | 1610.22
18.3 |  |  | 3531.5959 | 2659.3176 | 1716.1839 | 2813.5766 | 105.9638 | 1713.2992 | 1610.22 | 1610.22
18.3 |  |  | 3631.3496 | 2659.3176 | 1786.9532 | 2813.5766 | 76.5989 | 1712.3592 | 1710.3543 | 1610.22
17.7 |  |  | 3628.1122 | 2659.3176 | 1812.1177 | 2813.5766 | 61.1616 | 1711.6299 | 1750.9562 | 1610.22
18.2 |  |  | 3491.6642 | 2659.3176 | 2143.9392 | 2813.5766 | 49.9494 | 1710.9291 | 2093.9898 | 1610.22
18.2 |  |  | 3326.3942 | 2659.3176 | 2520.2429 | 2813.5766 | 47.267 | 1710.8787 | 2472.9759 | 1610.22
17.8 |  |  | 3255.5147 | 2659.3176 | 2506.6257 | 2813.5766 | 44.3667 | 1710.8192 | 2462.259 | 1610.22
16.5 |  |  | 3274.1915 | 2659.3176 | 2418.8363 | 2813.5766 | 41.3173 | 1708.7196 | 2377.519 | 1610.22
16 |  |  | 3240.8435 | 2656.5978 | 2390.0648 | 2813.5766 | 37.2857 | 1708.6855 | 2352.7791 | 1610.22
15.3 |  |  | 3057.5957 | 2656.5978 | 1977.4076 | 2813.5766 | 41.7713 | 1707.8149 | 1935.6363 | 1610.22
14.9 |  |  | 2797.9335 | 2656.5978 | 1834.5282 | 2813.5766 | 48.3012 | 1706.5728 | 1786.227 | 1610.22
14 |  |  | 2410.5555 | 2652.8566 | 1546.5115 | 2813.5766 | 91.5739 | 1705.3787 | 1454.9376 | 1610.22
12.8 |  |  | 2064.8451 | 2652.8566 | 1259.9789 | 2813.5766 | 379.4627 | 1705.242 | 880.5162 | 1610.22
12.1 |  |  | 1959.8992 | 2652.8566 | 1160.8024 | 2813.5766 | 577.7451 | 1704.1668 | 583.0573 | 1610.22
13.2 |  |  | 1939.1767 | 2652.8566 | 1110.5211 | 2813.5766 | 642.7607 | 1704.1599 | 467.7603 | 1610.22
13.1 |  |  | 1931.8549 | 2652.8566 | 1098.042 | 2813.5766 | 688.9028 | 1702.4395 | 409.1392 | 1610.22
13.1 |  |  | 1949.3697 | 2652.8566 | 1140.6001 | 2813.5766 | 632.872 | 1702.3152 | 507.7281 | 1610.22
13.2 |  |  | 2056.6563 | 2652.8566 | 1336.6722 | 2813.5766 | 430.9694 | 1701.3256 | 905.7029 | 1610.22
13.5 |  |  | 2430.1995 | 2652.8566 | 2151.8569 | 2813.5766 | 324.5943 | 1700.9345 | 1827.2627 | 1610.22
13.2 |  |  | 3088.7435 | 2652.8566 | 2813.5766 | 2813.5766 | 105.3482 | 1700.3375 | 2708.2283 | 1610.22
14.3 |  |  | 3465.9389 | 2652.8566 | 2290.1465 | 2813.5766 | 96.1391 | 1699.2755 | 2194.0075 | 1610.22
15.8 |  |  | 3558.7752 | 2607.7078 | 2031.6677 | 2813.5766 | 82.2758 | 1699.0645 | 1949.3919 | 1610.22
15.2 |  |  | 3536.0032 | 2607.7078 | 2026.5364 | 2813.5766 | 84.4621 | 1697.9648 | 1942.0744 | 1610.22
13.6 |  |  | 3474.9051 | 2607.7078 | 1881.3109 | 2813.5766 | 140.357 | 1697.7221 | 1740.9539 | 1610.22
14.5 |  |  | 3436.6745 | 2607.7078 | 1826.0205 | 2813.5355 | 170.9698 | 1697.5813 | 1655.0507 | 1610.22
15.5 |  |  | 3417.9482 | 2607.7078 | 1716.1839 | 2813.3249 | 105.9638 | 1697.5056 | 1610.22 | 1610.22
13.7 |  |  | 3531.6199 | 2607.7078 | 3002.1715 | 2813.2936 | 1291.8172 | 1697.4602 | 1710.3543 | 1610.22
12.8 |  |  | 3562.1411 | 2607.7078 | 3218.2373 | 2813.2887 | 1467.2811 | 1695.8635 | 1750.9562 | 1610.22
12.5 |  |  | 3478.9495 | 2607.7078 | 3684.7465 | 2813.0137 | 1590.7567 | 1695.8359 | 2093.9898 | 1610.22
12.2 |  |  | 3321.0465 | 2607.7078 | 4144.8877 | 2812.9236 | 1671.9118 | 1695.2559 | 2472.9759 | 1610.22
11.8 |  |  | 3255.5147 | 2607.7078 | 4048.5915 | 2812.8556 | 1586.3325 | 1695.1954 | 2462.259 | 1610.22
11.3 |  |  | 3274.1915 | 2607.7078 | 3957.8895 | 2812.8556 | 1580.3705 | 1693.4897 | 2377.519 | 1610.22
11.1 |  |  | 3240.8435 | 2607.7078 | 2389.9599 | 2812.8556 | 37.1808 | 1691.5681 | 2352.7791 | 1610.22
11.4 |  |  | 3057.5957 | 2607.7078 | 1977.4076 | 2812.8556 | 41.7713 | 1691.5133 | 1935.6363 | 1610.22
11.3 |  |  | 2797.9335 | 2607.7078 | 1834.5282 | 2812.8556 | 48.3012 | 1691.2231 | 1786.227 | 1610.22
11.6 |  |  | 2410.5555 | 2607.7078 | 1546.5115 | 2812.8556 | 91.5739 | 1690.9672 | 1454.9376 | 1610.22
11.6 |  |  | 2064.8451 | 2607.7078 | 1259.9789 | 2812.8556 | 379.4627 | 1690.1781 | 880.5162 | 1610.22
11.6 |  |  | 1959.8992 | 2607.7078 | 1160.8024 | 2812.8556 | 577.7451 | 1687.4904 | 583.0573 | 1610.22
11.5 |  |  | 1939.1767 | 2607.7078 | 1110.6697 | 2812.8556 | 642.9093 | 1686.1808 | 467.7603 | 1610.22
11.1 |  |  | 1931.8549 | 2607.7078 | 1098.3105 | 2812.8556 | 689.1714 | 1685.8177 | 409.1392 | 1610.22
10.8 |  |  | 1949.3697 | 2607.7078 | 1141.1757 | 2812.8556 | 633.4476 | 1685.4067 | 507.7281 | 1610.22
10.1 |  |  | 2056.6563 | 2607.7078 | 1337.3874 | 2812.8164 | 431.6846 | 1682.4721 | 905.7029 | 1610.22
10.3 |  |  | 2430.1995 | 2607.7078 | 2152.6204 | 2812.8152 | 325.3578 | 1682.1198 | 1827.2627 | 1610.22
11 |  |  | 3088.7435 | 2607.7078 | 2813.8451 | 2812.8081 | 105.6167 | 1681.5848 | 2708.2283 | 1610.22
11.4 |  |  | 3465.9389 | 2607.7078 | 2290.6515 | 2812.6077 | 96.644 | 1680.375 | 2194.0075 | 1610.22
11.6 |  |  | 3558.6781 | 2607.7078 | 3539.9831 | 2812.0926 | 1590.5912 | 1679.928 | 1949.3919 | 1610.22
12.8 |  |  | 3536.0032 | 2607.7078 | 2026.4413 | 2811.4613 | 84.3669 | 1679.6176 | 1942.0744 | 1610.22
13.7 |  |  | 3474.9051 | 2607.7078 | 1881.906 | 2811.4613 | 140.9521 | 1679.0026 | 1740.9539 | 1610.22
14.1 |  |  | 3436.6745 | 2607.7078 | 1826.0205 | 2809.4254 | 170.9698 | 1678.8623 | 1655.0507 | 1610.22
15 |  |  | 3417.9482 | 2607.7078 | 1716.1839 | 2804.5442 | 105.9638 | 1678.6983 | 1610.22 | 1610.22
14.2 |  |  | 3531.6199 | 2607.7078 | 1786.9532 | 2802.2437 | 76.5989 | 1678.2811 | 1710.3543 | 1610.22
14.8 |  |  | 3562.1411 | 2607.7078 | 1812.1177 | 2801.9349 | 61.1616 | 1677.2828 | 1750.9562 | 1610.22
13.6 |  |  | 3478.9495 | 2607.7078 | 3689.3246 | 2799.2218 | 1595.3347 | 1676.31 | 2093.9898 | 1610.22
12.7 |  |  | 3321.0465 | 2607.7078 | 4201.1889 | 2798.2858 | 1728.213 | 1675.2351 | 2472.9759 | 1610.22
12.8 |  |  | 3255.5147 | 2607.7078 | 4084.4798 | 2798.0699 | 1622.2208 | 1674.7014 | 2462.259 | 1610.22
12.6 |  |  | 3274.1915 | 2607.7078 | 2418.8363 | 2797.9102 | 41.3173 | 1673.2472 | 2377.519 | 1610.22
12.4 |  |  | 3240.8435 | 2607.7078 | 2390.0648 | 2797.7943 | 37.2857 | 1672.0147 | 2352.7791 | 1610.22
12 |  |  | 3057.5957 | 2607.7078 | 1977.4076 | 2796.3748 | 41.7713 | 1671.9118 | 1935.6363 | 1610.22
11.5 |  |  | 2797.9335 | 2607.7078 | 1834.5282 | 2796.1555 | 48.3012 | 1671.5884 | 1786.227 | 1600.3579
11.2 |  |  | 2410.5555 | 2607.7078 | 1546.5115 | 2796.1555 | 91.5739 | 1670.7596 | 1454.9376 | 1600.3579
10.9 |  |  | 2346.6555 | 2607.7078 | 1322.6653 | 2796.1555 | 263.968 | 1669.0662 | 1058.6973 | 1600.3579
10.9 |  |  | 2161.8075 | 2607.7078 | 1203.2383 | 2796.1555 | 482.78 | 1668.6757 | 720.4584 | 1600.3579
10.9 |  |  | 2085.4126 | 2607.7078 | 1171.3864 | 2796.1555 | 644.0074 | 1667.4815 | 527.379 | 1600.3579
10.8 |  |  | 2042.7717 | 2607.7078 | 1153.7252 | 2796.1555 | 728.8266 | 1666.9283 | 424.8986 | 1600.3579
10.7 |  |  | 2040.2062 | 2607.7078 | 1135.5086 | 2796.1555 | 716.8074 | 1666.8354 | 418.7012 | 1600.3579
10.8 |  |  | 2048.0696 | 2607.7078 | 1203.8455 | 2796.1555 | 691.5128 | 1664.559 | 512.3326 | 1600.3579
10.6 |  |  | 2151.985 | 2607.7078 | 2155.9568 | 2796.1555 | 1556.7896 | 1663.6283 | 599.1672 | 1600.3579
10.6 |  |  | 2461.9337 | 2607.7078 | 2513.3476 | 2796.1555 | 1474.274 | 1663.437 | 1039.0737 | 1600.3579
11.4 |  |  | 2877.2007 | 2607.7078 | 3366.4016 | 2796.1555 | 1623.9279 | 1663.4095 | 1742.4737 | 1600.3579
11.5 |  |  | 3165.0601 | 2607.7078 | 4330.3105 | 2796.1555 | 1769.4535 | 1662.7722 | 2560.857 | 1600.3579
12.2 |  |  | 3164.7435 | 2607.7078 | 4548.8555 | 2795.6603 | 1771.0441 | 1662.4434 | 2777.8114 | 1600.3579
12 |  |  | 3133.1785 | 2607.7078 | 4641.6531 | 2795.2333 | 1883.5293 | 1661.3921 | 2758.1239 | 1600.3579
12.6 |  |  | 3095.6351 | 2607.7078 | 4195.0665 | 2794.6567 | 1758.5507 | 1661.2261 | 2436.5158 | 1600.3579
13.1 |  |  | 3111.3285 | 2607.7078 | 3969.7282 | 2793.805 | 1774.2723 | 1659.7353 | 2195.4559 | 1600.3579
13.3 |  |  | 3153.287 | 2607.7078 | 3665.3969 | 2792.9952 | 1651.6215 | 1659.4738 | 2013.7755 | 1600.3579
13.2 |  |  | 3229.4675 | 2607.7078 | 3542.518 | 2792.3096 | 1628.8458 | 1659.1583 | 1913.6721 | 1600.3579
12.7 |  |  | 3301.297 | 2607.7078 | 3796.5764 | 2791.4148 | 1819.6291 | 1658.0413 | 1976.9473 | 1600.3579
12.3 |  |  | 3376.833 | 2607.7078 | 4129.1825 | 2790.5696 | 1846.9137 | 1657.125 | 2282.2688 | 1600.3579
11.7 |  |  | 3505.6927 | 2607.7078 | 4036.7299 | 2790.5696 | 1839.5091 | 1657.0609 | 2197.2207 | 1600.3579
11.4 |  |  | 3588.0767 | 2607.7078 | 3923.025 | 2790.5696 | 1793.6712 | 1656.4674 | 2129.3539 | 1597.9976
9.7 |  |  | 3537.0971 | 2607.7078 | 3947.8603 | 2790.5696 | 1757.2549 | 1654.8598 | 2190.6053 | 1597.9976
9.1 |  |  | 3307.1462 | 2607.7078 | 3770.1847 | 2790.5696 | 1893.5545 | 1654.6641 | 1876.6302 | 1597.9976
8.4 |  |  | 2971.0933 | 2607.7078 | 3105.7876 | 2790.5696 | 1507.79 | 1653.5908 | 1597.9976 | 1597.9976
7.9 |  |  | 2570.7922 | 2607.7078 | 2723.3999 | 2790.5696 | 1505.1507 | 1651.6215 | 1218.2492 | 1597.9976
6.7 |  |  | 2343.1784 | 2607.7078 | 2572.1716 | 2790.5696 | 1513.4743 | 1651.0568 | 1058.6973 | 1597.9976
7.1 |  |  | 2159.8604 | 2607.7078 | 2096.6607 | 2790.5696 | 1376.2023 | 1650.3677 | 720.4584 | 1597.9976
6.4 |  |  | 2083.2355 | 2607.7078 | 1827.149 | 2790.5696 | 1299.77 | 1649.0442 | 527.379 | 1597.9976
6 |  |  | 2041.6223 | 2607.7078 | 1745.8778 | 2790.5696 | 1320.9793 | 1648.7329 | 424.8986 | 1597.9976
6.2 |  |  | 2038.2145 | 2607.7078 | 1814.5434 | 2790.5696 | 1395.8422 | 1648.6915 | 418.7012 | 1597.9976
6.3 |  |  | 2045.0139 | 2607.7078 | 1875.8742 | 2790.5696 | 1363.5415 | 1647.9453 | 512.3326 | 1597.9976
6.5 |  |  | 2145.5263 | 2607.7078 | 2602.5931 | 2789.8045 | 2003.4259 | 1645.1091 | 599.1672 | 1597.9976
6.5 |  |  | 2450.6092 | 2607.7078 | 3010.4017 | 2789.2566 | 1971.3281 | 1644.614 | 1039.0737 | 1597.9976
7.8 |  |  | 2848.6074 | 2607.7078 | 3921.2713 | 2789.2566 | 2178.7976 | 1644.2216 | 1742.4737 | 1597.9976
9.3 |  |  | 3110.5949 | 2607.7078 | 4780.3016 | 2789.2566 | 2219.4445 | 1642.6767 | 2560.857 | 1597.9976
10.6 |  |  | 3092.1207 | 2607.7078 | 4895.7026 | 2789.2566 | 2117.8912 | 1642.2971 | 2777.8114 | 1597.9976
12.1 |  |  | 3058.3923 | 2607.7078 | 4794.0958 | 2789.2566 | 2035.9719 | 1642.2454 | 2758.1239 | 1597.9976
13.1 |  |  | 3020.0621 | 2607.7078 | 4322.3017 | 2789.2566 | 1885.7859 | 1642.133 | 2436.5158 | 1597.9976
14.1 |  |  | 3036.3484 | 2607.7078 | 2226.8849 | 2789.2566 | 31.4291 | 1641.9921 | 2195.4559 | 1597.9976
14.9 |  |  | 3085.0661 | 2607.7078 | 2047.3012 | 2789.2566 | 33.5257 | 1641.7824 | 2013.7755 | 1597.9976
14.8 |  |  | 3169.5851 | 2607.7078 | 1946.7818 | 2789.2566 | 33.1096 | 1641.4459 | 1913.6721 | 1597.9976
14.3 |  |  | 3248.0281 | 2607.7078 | 2007.3172 | 2789.2566 | 30.37 | 1641.3092 | 1976.9473 | 1597.9976
14.1 |  |  | 3328.3344 | 2607.7078 | 2309.4961 | 2789.2566 | 27.2273 | 1641.2089 | 2282.2688 | 1597.9976
13 |  |  | 3468.7702 | 2607.7078 | 2227.8767 | 2789.1504 | 30.656 | 1640.106 | 2197.2207 | 1597.9976
12 |  |  | 3563.6681 | 2607.7078 | 3870.9035 | 2789.0965 | 1741.5497 | 1639.9189 | 2129.3539 | 1597.9976
11.9 |  |  | 3521.924 | 2607.7078 | 3787.6269 | 2788.9952 | 1597.0215 | 1639.7835 | 2190.6053 | 1597.9976
11.9 |  |  | 3297.8561 | 2607.7078 | 3525.6744 | 2788.8651 | 1649.0442 | 1639.4765 | 1876.6302 | 1597.9976
11.2 |  |  | 2964.6324 | 2607.7078 | 1640.4515 | 2785.4797 | 42.4539 | 1638.1592 | 1597.9976 | 1597.9976
10.1 |  |  | 2566.1688 | 2607.7078 | 2587.7205 | 2783.8478 | 1369.4713 | 1637.9681 | 1218.2492 | 1597.9976
10.9 |  |  | 2185.5818 | 2607.7078 | 1260.4635 | 2783.7037 | 379.9473 | 1637.8591 | 880.5162 | 1597.9976
10.3 |  |  | 2060.7678 | 2607.7078 | 1161.4543 | 2783.6015 | 578.3971 | 1637.8587 | 583.0573 | 1597.9976
9.3 |  |  | 2041.5737 | 2607.7078 | 1111.3075 | 2783.6015 | 643.5472 | 1634.9547 | 467.7603 | 1597.9976
9.5 |  |  | 2038.8368 | 2607.7078 | 1481.5158 | 2783.0761 | 1072.3767 | 1634.2091 | 409.1392 | 1597.9976
9.9 |  |  | 2062.4648 | 2607.7078 | 1634.8661 | 2779.8894 | 1127.138 | 1633.1004 | 507.7281 | 1597.9976
9.3 |  |  | 2169.7514 | 2607.7078 | 2155.2209 | 2779.8339 | 1249.5181 | 1632.9969 | 905.7029 | 1597.9976
9.2 |  |  | 2599.8422 | 2607.7078 | 3865.0898 | 2779.7658 | 2037.8271 | 1632.8642 | 1827.2627 | 1597.9976
9.9 |  |  | 3310.3489 | 2607.7078 | 4647.1777 | 2778.5206 | 1938.9493 | 1632.837 | 2708.2283 | 1597.9976
10.2 |  |  | 3687.5442 | 2607.7078 | 4089.8383 | 2778.4923 | 1895.8308 | 1632.3494 | 2194.0075 | 1597.9976
12.8 |  |  | 3748.1888 | 2607.7078 | 2032.1074 | 2778.0156 | 82.7154 | 1631.4198 | 1949.3919 | 1597.9976
13.1 |  |  | 3687.3062 | 2607.7078 | 2026.3094 | 2778.0156 | 84.235 | 1630.8902 | 1942.0744 | 1597.9976
14.4 |  |  | 3661.3593 | 2607.7078 | 1882.2775 | 2777.9906 | 141.3236 | 1630.7947 | 1740.9539 | 1597.9976
12.9 |  |  | 3617.0154 | 2607.7078 | 3169.8547 | 2777.0213 | 1514.804 | 1630.6093 | 1655.0507 | 1597.9976
13.9 |  |  | 3579.9493 | 2607.7078 | 3010.4246 | 2776.7717 | 1400.2046 | 1630.2015 | 1610.22 | 1597.9976
15.3 |  |  | 3685.9794 | 2607.7078 | 1786.9532 | 2776.5086 | 76.5989 | 1628.9501 | 1710.3543 | 1597.9976
14.7 |  |  | 3789.8597 | 2607.7078 | 1812.1177 | 2775.6049 | 61.1616 | 1628.8458 | 1750.9562 | 1597.9976
16.1 |  |  | 3775.5432 | 2607.7078 | 2143.9392 | 2775.504 | 49.9494 | 1628.6771 | 2093.9898 | 1597.9976
15.6 |  |  | 3595.394 | 2607.7078 | 2520.2429 | 2774.3849 | 47.267 | 1628.6587 | 2472.9759 | 1597.9976
15.1 |  |  | 3603.9699 | 2607.7078 | 2506.6257 | 2772.204 | 44.3667 | 1626.1899 | 2462.259 | 1597.9976
14.6 |  |  | 3680.7226 | 2607.7078 | 2418.8363 | 2769.1054 | 41.3173 | 1626.0103 | 2377.519 | 1597.9976
13.1 |  |  | 3661.1294 | 2607.7078 | 2390.0648 | 2768.3724 | 37.2857 | 1625.137 | 2352.7791 | 1597.9976
13.2 |  |  | 3450.372 | 2607.7078 | 1977.4076 | 2767.5272 | 41.7713 | 1624.8853 | 1935.6363 | 1597.9976
12.6 |  |  | 3082.1997 | 2607.7078 | 1834.5282 | 2767.0685 | 48.3012 | 1624.8093 | 1786.227 | 1597.9976
12.2 |  |  | 2607.7078 | 2607.7078 | 1546.5115 | 2765.2468 | 91.5739 | 1624.7711 | 1454.9376 | 1597.9976
9.5 |  |  | 2185.5818 | 2607.7078 | 1938.214 | 2763.7354 | 1057.6978 | 1624.7557 | 880.5162 | 1597.9976
9.1 |  |  | 2060.7678 | 2607.7078 | 1161.1793 | 2761.9286 | 578.122 | 1624.6308 | 583.0573 | 1597.9976
9.8 |  |  | 2041.5737 | 2607.7078 | 1110.9257 | 2759.8064 | 643.1654 | 1623.9279 | 467.7603 | 1597.9976
8.9 |  |  | 2038.8368 | 2607.7078 | 1356.1936 | 2757.1331 | 947.0544 | 1623.4572 | 409.1392 | 1597.9976
8.6 |  |  | 2062.4648 | 2607.7078 | 1615.8391 | 2756.0699 | 1108.1111 | 1622.7974 | 507.7281 | 1597.9976
8.8 |  |  | 2169.7514 | 2607.7078 | 2090.6649 | 2749.8253 | 1184.962 | 1622.716 | 905.7029 | 1597.9976
9.3 |  |  | 2599.8422 | 2607.7078 | 3784.8553 | 2748.9707 | 1957.5927 | 1622.2208 | 1827.2627 | 1597.9976
10.2 |  |  | 3310.3489 | 2607.7078 | 2814.281 | 2746.3076 | 106.0526 | 1621.4546 | 2708.2283 | 1597.9976
10.3 |  |  | 3687.5442 | 2607.7078 | 4009.6416 | 2744.3877 | 1815.6341 | 1620.7395 | 2194.0075 | 1597.9976
10.9 |  |  | 3748.1888 | 2607.7078 | 3574.0227 | 2743.7034 | 1624.6308 | 1619.9357 | 1949.3919 | 1597.9976
11.3 |  |  | 3687.3062 | 2607.7078 | 3583.3836 | 2743.2336 | 1641.3092 | 1619.3952 | 1942.0744 | 1597.9976
11.3 |  |  | 3661.3593 | 2607.7078 | 3391.3216 | 2741.3889 | 1650.3677 | 1618.6608 | 1740.9539 | 1597.9976
11.5 |  |  | 3617.0154 | 2607.7078 | 3261.4156 | 2740.1679 | 1606.3649 | 1617.3517 | 1655.0507 | 1597.9976
12.2 |  |  | 3579.9493 | 2607.7078 | 3126.12 | 2739.0325 | 1515.9 | 1614.3281 | 1610.22 | 1597.9976
12.7 |  |  | 3685.9794 | 2606.6894 | 3201.143 | 2733.1345 | 1490.7887 | 1614.0252 | 1710.3543 | 1597.9976
12.7 |  |  | 3789.8597 | 2606.6894 | 3319.9114 | 2732.767 | 1568.9552 | 1613.8918 | 1750.9562 | 1597.9976
11.9 |  |  | 3772.3855 | 2606.6894 | 3850.9978 | 2732.2027 | 1757.008 | 1613.4022 | 2093.9898 | 1597.9976
11.6 |  |  | 3597.6711 | 2606.6894 | 4317.0947 | 2731.5948 | 1844.1188 | 1613.1341 | 2472.9759 | 1597.9976
11.4 |  |  | 3603.9699 | 2606.6894 | 4227.3407 | 2728.8208 | 1765.0817 | 1613.026 | 2462.259 | 1597.9976
10.7 |  |  | 3680.7226 | 2606.6894 | 4201.5026 | 2728.7926 | 1823.9836 | 1612.3506 | 2377.519 | 1597.9976
10.4 |  |  | 3661.1294 | 2606.6894 | 4319.8077 | 2728.5529 | 1967.0286 | 1610.5737 | 2352.7791 | 1597.9976
10.1 |  |  | 3450.372 | 2606.6894 | 3873.9721 | 2728.2738 | 1938.3357 | 1609.3998 | 1935.6363 | 1597.9976
9.8 |  |  | 3082.1997 | 2606.6894 | 3412.2373 | 2728.0054 | 1626.0103 | 1609.3191 | 1786.227 | 1597.9976
9.5 |  |  | 2607.7078 | 2606.6894 | 2960.9009 | 2725.6917 | 1505.9633 | 1608.3366 | 1454.9376 | 1597.9976
9.2 |  |  | 2185.5818 | 2599.8422 | 2088.3119 | 2725.1183 | 1207.7957 | 1608.3114 | 880.5162 | 1597.9976
8.7 |  |  | 2060.7678 | 2599.8422 | 1709.6586 | 2724.7407 | 1126.6014 | 1607.7837 | 583.0573 | 1597.9976
9.1 |  |  | 2041.5737 | 2599.8422 | 1111.3774 | 2723.3999 | 643.617 | 1607.738 | 467.7603 | 1597.9976
8.8 |  |  | 2038.8368 | 2599.8422 | 1562.4385 | 2723.2645 | 1153.2993 | 1607.5536 | 409.1392 | 1597.9976
8.8 |  |  | 2062.4648 | 2599.8422 | 1764.1094 | 2722.0587 | 1256.3813 | 1607.0945 | 507.7281 | 1597.9976
8.6 |  |  | 2169.7514 | 2599.8422 | 2265.3033 | 2720.4488 | 1359.6004 | 1606.3649 | 905.7029 | 1597.9976
8.6 |  |  | 2599.8422 | 2599.8422 | 3970.6098 | 2720.1316 | 2143.3472 | 1602.2278 | 1827.2627 | 1597.9976
8.7 |  |  | 3310.3489 | 2599.8422 | 4909.2797 | 2719.1851 | 2201.0514 | 1601.9157 | 2708.2283 | 1597.9976
9.3 |  |  | 3687.5442 | 2599.8422 | 4246.1747 | 2717.3701 | 2052.1673 | 1601.7688 | 2194.0075 | 1597.9976
10.4 |  |  | 3748.1888 | 2599.8422 | 3744.144 | 2715.785 | 1794.7521 | 1601.3896 | 1949.3919 | 1597.9976
11.3 |  |  | 3687.3062 | 2599.8422 | 3700.1552 | 2713.2856 | 1758.0809 | 1598.3705 | 1942.0744 | 1597.9976
11.5 |  |  | 3661.3593 | 2599.8422 | 3473.1084 | 2711.1509 | 1732.1545 | 1597.4892 | 1740.9539 | 1597.9976
12.8 |  |  | 3617.0154 | 2599.8422 | 3249.6032 | 2710.5878 | 1594.5525 | 1597.3275 | 1655.0507 | 1597.9976
12.9 |  |  | 3579.9493 | 2599.8422 | 3151.5251 | 2709.9646 | 1541.3051 | 1597.0215 | 1610.22 | 1597.9976
10.5 |  |  | 3685.9794 | 2599.8422 | 3489.0821 | 2709.6199 | 1778.7278 | 1596.2352 | 1710.3543 | 1597.9976
11 |  |  | 3789.8597 | 2599.8422 | 3571.9249 | 2709.2202 | 1820.9687 | 1595.8705 | 1750.9562 | 1597.9976
12.8 |  |  | 3772.3855 | 2599.8422 | 3828.1712 | 2708.6348 | 1734.1814 | 1595.4682 | 2093.9898 | 1597.9976
11.6 |  |  | 3597.6711 | 2599.8422 | 4368.159 | 2708.0798 | 1895.1831 | 1595.3347 | 2472.9759 | 1597.9976
11.4 |  |  | 3603.9699 | 2599.8422 | 4280.4021 | 2706.545 | 1818.1431 | 1594.9383 | 2462.259 | 1597.9976
10.4 |  |  | 3680.7226 | 2599.8422 | 4268.8324 | 2705.4293 | 1891.3134 | 1594.5525 | 2377.519 | 1597.9976
10.1 |  |  | 3661.1294 | 2599.8422 | 4381.6825 | 2702.0079 | 2028.9034 | 1593.1878 | 2352.7791 | 1597.9976
9.5 |  |  | 3450.372 | 2599.8422 | 3944.6264 | 2701.8459 | 2008.9901 | 1592.775 | 1935.6363 | 1597.9976
9.1 |  |  | 3082.1997 | 2599.8422 | 3557.8529 | 2699.2377 | 1771.6259 | 1592.3272 | 1786.227 | 1597.9976
9 |  |  | 2607.7078 | 2599.8422 | 3013.9676 | 2697.97 | 1559.03 | 1591.382 | 1454.9376 | 1597.9976
7.9 |  |  | 2185.5818 | 2599.8422 | 2220.0039 | 2697.6659 | 1339.4877 | 1591.0443 | 880.5162 | 1597.9976
8.1 |  |  | 2060.7678 | 2599.8422 | 1790.6507 | 2695.292 | 1207.5934 | 1590.8733 | 583.0573 | 1597.9976
7.7 |  |  | 2041.5737 | 2599.8422 | 1701.8757 | 2691.8427 | 1234.1153 | 1590.7567 | 467.7603 | 1597.9976
7.7 |  |  | 2038.8368 | 2599.8422 | 1681.667 | 2691.5616 | 1272.5278 | 1590.7024 | 409.1392 | 1454.9376
7.3 |  |  | 2062.4648 | 2599.8422 | 1891.1432 | 2690.8571 | 1383.4151 | 1590.5912 | 507.7281 | 1454.9376
7.3 |  |  | 2169.7514 | 2599.8422 | 2408.6858 | 2690.7886 | 1502.9829 | 1590.4181 | 905.7029 | 1454.9376
7.1 |  |  | 2599.8422 | 2599.8422 | 4121.4915 | 2689.2179 | 2294.2288 | 1589.8591 | 1827.2627 | 1454.9376
7.1 |  |  | 3310.3489 | 2599.8422 | 5039.7286 | 2687.6001 | 2331.5003 | 1589.6061 | 2708.2283 | 1454.9376
7.9 |  |  | 3687.5442 | 2599.8422 | 4427.785 | 2686.1358 | 2233.7775 | 1588.5111 | 2194.0075 | 1454.9376
8.8 |  |  | 3748.1888 | 2599.8422 | 3969.5667 | 2684.3095 | 2020.1748 | 1587.7879 | 1949.3919 | 1454.9376
9.7 |  |  | 3687.3062 | 2599.8422 | 3917.5482 | 2682.9773 | 1975.4738 | 1587.7785 | 1942.0744 | 1454.9376
10.9 |  |  | 3661.3593 | 2599.8422 | 3561.9225 | 2681.0657 | 1820.9686 | 1587.4792 | 1740.9539 | 1454.9376
11.4 |  |  | 3617.0154 | 2599.8422 | 3392.8903 | 2680.4987 | 1737.8395 | 1587.2175 | 1655.0507 | 1454.9376
8.6 |  |  | 3579.9493 | 2599.8422 | 3526.878 | 2679.3042 | 1916.6579 | 1587.199 | 1610.22 | 1454.9376
9.9 |  |  | 3685.9794 | 2599.8422 | 3586.3423 | 2677.2604 | 1875.988 | 1586.9905 | 1710.3543 | 1454.9376
11.1 |  |  | 3789.8597 | 2599.8422 | 3596.7288 | 2676.6373 | 1845.7726 | 1586.7262 | 1750.9562 | 1454.9376
11.9 |  |  | 3772.3855 | 2599.8422 | 3943.3432 | 2671.5848 | 1849.3533 | 1586.5049 | 2093.9898 | 1454.9376
10.6 |  |  | 3597.6711 | 2599.8422 | 4565.2691 | 2668.7445 | 2092.2932 | 1586.3325 | 2472.9759 | 1454.9376
10.2 |  |  | 3603.9699 | 2599.8422 | 4499.9017 | 2667.1946 | 2037.6427 | 1585.7416 | 2462.259 | 1454.9376
9.7 |  |  | 3680.7226 | 2599.8422 | 4392.7609 | 2664.6864 | 2015.2419 | 1585.1977 | 2377.519 | 1454.9376
9.1 |  |  | 3661.1294 | 2599.8422 | 4526.0806 | 2664.6557 | 2173.3015 | 1585.1672 | 2352.7791 | 1454.9376
8.9 |  |  | 3450.372 | 2599.8422 | 4053.6734 | 2664.1397 | 2118.0371 | 1584.7053 | 1935.6363 | 1454.9376
8.8 |  |  | 3082.1997 | 2599.8422 | 3643.7444 | 2663.5064 | 1857.5174 | 1584.1996 | 1786.227 | 1454.9376
8.8 |  |  | 2607.7078 | 2599.8422 | 3168.2368 | 2663.3308 | 1713.2992 | 1583.6193 | 1454.9376 | 1454.9376
8.8 |  |  | 2185.5818 | 2599.8422 | 2254.3523 | 2660.3345 | 1373.8361 | 1583.1545 | 880.5162 | 1454.9376
8.9 |  |  | 2060.7678 | 2599.8422 | 1825.6447 | 2659.8066 | 1242.5874 | 1581.7069 | 583.0573 | 1454.9376
9 |  |  | 2041.5737 | 2599.8422 | 1111.6633 | 2658.2224 | 643.903 | 1581.4138 | 467.7603 | 1454.9376
8.9 |  |  | 2038.8368 | 2599.8422 | 1692.7088 | 2658.1668 | 1283.5696 | 1580.3705 | 409.1392 | 1454.9376
8.7 |  |  | 2062.4648 | 2599.8422 | 1877.1446 | 2657.5038 | 1369.4165 | 1579.085 | 507.7281 | 1454.9376
8.9 |  |  | 2169.7514 | 2599.8422 | 2347.5205 | 2657.187 | 1441.8177 | 1578.6084 | 905.7029 | 1454.9376
9.3 |  |  | 2599.8422 | 2599.8422 | 3996.0795 | 2656.0365 | 2168.8168 | 1577.3702 | 1827.2627 | 1454.9376
10.4 |  |  | 3310.3489 | 2599.8422 | 2815.1259 | 2655.7688 | 106.8975 | 1576.3533 | 2708.2283 | 1454.9376
10.3 |  |  | 3687.5442 | 2599.8422 | 4270.4955 | 2655.4081 | 2076.488 | 1575.9941 | 2194.0075 | 1454.9376
10.2 |  |  | 3748.1888 | 2599.8422 | 3800.7966 | 2654.5678 | 1851.4047 | 1574.7651 | 1949.3919 | 1454.9376
10.2 |  |  | 3687.3062 | 2599.8422 | 3812.1337 | 2654.3833 | 1870.0594 | 1572.8653 | 1942.0744 | 1454.9376
9.9 |  |  | 3661.3593 | 2599.8422 | 3686.166 | 2650.806 | 1945.2121 | 1572.7646 | 1740.9539 | 1454.9376
10.2 |  |  | 3617.0154 | 2599.8422 | 3465.1412 | 2650.5792 | 1810.0905 | 1571.5264 | 1655.0507 | 1454.9376
10.5 |  |  | 3579.9493 | 2599.8422 | 3414.8146 | 2649.8219 | 1804.5946 | 1571.2587 | 1610.22 | 1454.9376
10.3 |  |  | 3685.9794 | 2599.8422 | 3529.2801 | 2648.3855 | 1818.9258 | 1571.0142 | 1710.3543 | 1454.9376
10.1 |  |  | 3789.8597 | 2599.8422 | 3678.6172 | 2647.142 | 1927.661 | 1570.6293 | 1750.9562 | 1454.9376
9.9 |  |  | 3772.3855 | 2599.8422 | 4159.0286 | 2643.9257 | 2065.0387 | 1569.9034 | 2093.9898 | 1454.9376
9.9 |  |  | 3597.6711 | 2599.8422 | 4602.0951 | 2643.1009 | 2129.1192 | 1569.5537 | 2472.9759 | 1454.9376
9.6 |  |  | 3603.9699 | 2599.8422 | 4516.6846 | 2642.1696 | 2054.4256 | 1568.9552 | 2462.259 | 1454.9376
10.1 |  |  | 3680.7226 | 2599.8422 | 4333.4787 | 2641.4843 | 1955.9597 | 1566.1876 | 2377.519 | 1454.9376
10.3 |  |  | 3661.1294 | 2599.8422 | 4410.4988 | 2641.3015 | 2057.7197 | 1565.3033 | 2352.7791 | 1454.9376
10.6 |  |  | 3450.372 | 2599.8422 | 3844.826 | 2636.2807 | 1909.1896 | 1560.4698 | 1935.6363 | 1454.9376
10.7 |  |  | 3082.1997 | 2599.8422 | 3411.1123 | 2635.6173 | 1624.8853 | 1559.9195 | 1786.227 | 1454.9376
10.9 |  |  | 2607.7078 | 2599.8422 | 2917.8542 | 2635.0506 | 1462.9166 | 1559.6518 | 1454.9376 | 1454.9376
11.2 |  |  | 2346.6555 | 2599.8422 | 1342.5833 | 2634.61 | 283.886 | 1559.03 | 1058.6973 | 1454.9376
11.2 |  |  | 2161.8075 | 2599.8422 | 1235.0092 | 2634.5716 | 514.5508 | 1558.8976 | 720.4584 | 1454.9376
10.6 |  |  | 2085.4126 | 2599.8422 | 1171.6901 | 2633.5627 | 644.311 | 1558.8544 | 527.379 | 1454.9376
11 |  |  | 2042.7717 | 2599.8422 | 1153.885 | 2633.5462 | 728.9864 | 1558.4074 | 424.8986 | 1454.9376
10.5 |  |  | 2040.2062 | 2599.8422 | 1135.8059 | 2633.0712 | 717.1047 | 1557.5702 | 418.7012 | 1454.9376
10.6 |  |  | 2048.0696 | 2599.8422 | 1212.185 | 2631.5009 | 699.8523 | 1556.7896 | 512.3326 | 1454.9376
10.6 |  |  | 2151.985 | 2599.8422 | 2319.6693 | 2631.1241 | 1720.502 | 1556.2211 | 599.1672 | 1454.9376
10.5 |  |  | 2461.9337 | 2599.8422 | 2701.8459 | 2628.9327 | 1662.7722 | 1555.9001 | 1039.0737 | 1454.9376
11.3 |  |  | 2877.2007 | 2599.8422 | 3525.5045 | 2626.9388 | 1783.0308 | 1555.1001 | 1742.4737 | 1454.9376
12 |  |  | 3165.0601 | 2599.8422 | 4392.0174 | 2626.5868 | 1831.1604 | 1555.0054 | 2560.857 | 1454.9376
12.1 |  |  | 3164.7435 | 2599.8422 | 4692.8756 | 2626.5249 | 1915.0643 | 1554.9049 | 2777.8114 | 1454.9376
12.4 |  |  | 3133.1785 | 2599.8422 | 4705.4722 | 2625.727 | 1947.3484 | 1554.8707 | 2758.1239 | 1454.9376
12.4 |  |  | 3095.6351 | 2599.8422 | 4334.5443 | 2625.3675 | 1898.0285 | 1553.5391 | 2436.5158 | 1454.9376
12.4 |  |  | 3111.3285 | 2599.8422 | 4098.2097 | 2624.5401 | 1902.7539 | 1553.236 | 2195.4559 | 1454.9376
12.1 |  |  | 3153.287 | 2599.8422 | 3837.9745 | 2624.114 | 1824.199 | 1553.004 | 2013.7755 | 1454.9376
12.7 |  |  | 3229.4675 | 2599.8422 | 3608.928 | 2623.6143 | 1695.2559 | 1552.7672 | 1913.6721 | 1454.9376
12.2 |  |  | 3301.297 | 2599.8422 | 3855.0907 | 2622.7379 | 1878.1434 | 1549.7877 | 1976.9473 | 1454.9376
12.2 |  |  | 3376.833 | 2599.8422 | 4150.587 | 2621.1218 | 1868.3182 | 1549.7716 | 2282.2688 | 1454.9376
11.9 |  |  | 3505.6927 | 2599.8422 | 4040.343 | 2620.724 | 1843.1223 | 1549.1413 | 2197.2207 | 1454.9376
11.8 |  |  | 3588.0767 | 2599.8422 | 3833.5207 | 2618.6745 | 1704.1668 | 1548.3698 | 2129.3539 | 1454.9376
11.7 |  |  | 3537.0971 | 2599.8422 | 3733.479 | 2617.0565 | 1542.8737 | 1547.4091 | 2190.6053 | 1454.9376
11.5 |  |  | 3307.1462 | 2599.8422 | 3518.0761 | 2615.1572 | 1641.4459 | 1547.1236 | 1876.6302 | 1454.9376
11.3 |  |  | 2971.0933 | 2599.8422 | 1641.6598 | 2614.7934 | 43.6622 | 1547.0532 | 1597.9976 | 1454.9376
11 |  |  | 2570.7922 | 2599.8422 | 1447.6385 | 2611.2298 | 229.3894 | 1544.514 | 1218.2492 | 1454.9376
10.4 |  |  | 2343.1784 | 2599.8422 | 2228.8179 | 2610.7824 | 1170.1206 | 1544.0652 | 1058.6973 | 1454.9376
10.4 |  |  | 2159.8604 | 2599.8422 | 1213.868 | 2609.8042 | 493.4096 | 1543.5945 | 720.4584 | 1454.9376
10.3 |  |  | 2083.2355 | 2599.8422 | 1144.0006 | 2609.703 | 616.6216 | 1542.8737 | 527.379 | 1454.9376
9.7 |  |  | 2041.6223 | 2599.8422 | 1410.3959 | 2608.9705 | 985.4973 | 1542.4248 | 424.8986 | 1454.9376
9.8 |  |  | 2038.2145 | 2599.8422 | 1490.8487 | 2605.9367 | 1072.1475 | 1541.9262 | 418.7012 | 1454.9376
9.6 |  |  | 2045.0139 | 2599.8422 | 1458.4725 | 2605.0066 | 946.1399 | 1541.4719 | 512.3326 | 1454.9376
9.1 |  |  | 2145.5263 | 2599.8422 | 2295.0031 | 2604.9784 | 1695.8359 | 1541.3051 | 599.1672 | 1454.9376
9.2 |  |  | 2450.6092 | 2599.8422 | 2681.0657 | 2602.5931 | 1641.9921 | 1540.3817 | 1039.0737 | 1454.9376
10.4 |  |  | 2848.6074 | 2599.8422 | 3583.5349 | 2602.587 | 1841.0612 | 1539.3272 | 1742.4737 | 1454.9376
11.7 |  |  | 3110.5949 | 2599.8422 | 4372.7843 | 2601.9121 | 1811.9272 | 1539.2403 | 2560.857 | 1454.9376
12.4 |  |  | 3092.1207 | 2599.8422 | 4625.5458 | 2601.5862 | 1847.7344 | 1538.1471 | 2777.8114 | 1454.9376
13.1 |  |  | 3058.3923 | 2599.8422 | 2790.5696 | 2599.9644 | 32.4458 | 1537.5189 | 2758.1239 | 1454.9376
14.2 |  |  | 3020.0621 | 2599.8422 | 2471.5769 | 2599.8424 | 35.0611 | 1536.4989 | 2436.5158 | 1454.9376
13.8 |  |  | 3036.3484 | 2599.8422 | 2226.8849 | 2599.5941 | 31.4291 | 1536.2512 | 2195.4559 | 1454.9376
14.5 |  |  | 3085.0661 | 2599.8422 | 2047.3012 | 2599.5941 | 33.5257 | 1534.6582 | 2013.7755 | 1454.9376
14.4 |  |  | 3169.5851 | 2599.8422 | 1946.7818 | 2599.5941 | 33.1096 | 1534.0891 | 1913.6721 | 1454.9376
14.6 |  |  | 3248.0281 | 2599.8422 | 2007.3172 | 2599.5941 | 30.37 | 1533.6388 | 1976.9473 | 1454.9376
14.1 |  |  | 3328.3344 | 2599.8422 | 2309.4961 | 2599.5941 | 27.2273 | 1533.4703 | 2282.2688 | 1454.9376
13.3 |  |  | 3468.7702 | 2599.8422 | 2227.8767 | 2599.5941 | 30.656 | 1533.0576 | 2197.2207 | 1454.9376
11.9 |  |  | 3563.6681 | 2599.8422 | 3808.0521 | 2599.5941 | 1678.6983 | 1532.4189 | 2129.3539 | 1454.9376
10.1 |  |  | 3521.924 | 2599.8422 | 3930.9916 | 2599.5941 | 1740.3863 | 1531.0856 | 2190.6053 | 1454.9376
9.3 |  |  | 3297.8561 | 2599.8422 | 3745.2948 | 2599.5941 | 1868.6646 | 1530.984 | 1876.6302 | 1454.9376
9.1 |  |  | 2964.6324 | 2599.8422 | 3038.381 | 2599.5941 | 1440.3835 | 1527.4106 | 1597.9976 | 1454.9376
9.2 |  |  | 2566.1688 | 2599.8422 | 2599.8424 | 2599.5941 | 1381.5932 | 1525.4831 | 1218.2492 | 1454.9376
9.1 |  |  | 2185.5818 | 2599.8422 | 2028.3044 | 2598.4519 | 1147.7882 | 1525.1934 | 880.5162 | 1454.9376
8 |  |  | 2060.7678 | 2599.8422 | 1685.3534 | 2598.4519 | 1102.2961 | 1524.9296 | 583.0573 | 1454.9376
8 |  |  | 2041.5737 | 2599.8422 | 1558.4251 | 2598.4519 | 1090.6648 | 1524.2034 | 467.7603 | 1454.9376
7 |  |  | 2038.8368 | 2599.8422 | 1606.6634 | 2598.4519 | 1197.5243 | 1523.9559 | 409.1392 | 1454.9376
6.5 |  |  | 2062.4648 | 2599.8422 | 1837.9077 | 2598.4519 | 1330.1796 | 1522.9434 | 507.7281 | 1454.9376
6.5 |  |  | 2169.7514 | 2582.966 | 2323.295 | 2598.4519 | 1417.5922 | 1522.9169 | 905.7029 | 1454.9376
6.4 |  |  | 2599.8422 | 2582.966 | 4061.3704 | 2598.4519 | 2234.1078 | 1522.3971 | 1827.2627 | 1454.9376
7.1 |  |  | 3310.3489 | 2582.966 | 4929.8265 | 2598.4519 | 2221.5982 | 1520.8689 | 2708.2283 | 1454.9376
9.7 |  |  | 3687.5442 | 2582.966 | 4202.1109 | 2598.4519 | 2008.1034 | 1519.1359 | 2194.0075 | 1454.9376
10.5 |  |  | 3748.1888 | 2582.966 | 3720.9552 | 2597.9376 | 1771.5633 | 1518.7962 | 1949.3919 | 1454.9376
11.6 |  |  | 3687.3062 | 2582.966 | 3668.3261 | 2597.3447 | 1726.2517 | 1518.6162 | 1942.0744 | 1454.9376
13.3 |  |  | 3661.3593 | 2582.966 | 1882.4392 | 2597.1519 | 141.4853 | 1518.4277 | 1740.9539 | 1454.9376
14.5 |  |  | 3617.0154 | 2582.966 | 1826.0205 | 2596.7989 | 170.9698 | 1516.1419 | 1655.0507 | 1454.9376
15 |  |  | 3579.9493 | 2582.966 | 1716.1839 | 2596.2134 | 105.9638 | 1515.9 | 1610.22 | 1454.9376
16.3 |  |  | 3693.3533 | 2582.966 | 1786.9532 | 2595.5191 | 76.5989 | 1514.8853 | 1710.3543 | 1454.9376
17.2 |  |  | 3831.3847 | 2582.966 | 1812.1177 | 2595.2388 | 61.1616 | 1514.804 | 1750.9562 | 1454.9376
17.6 |  |  | 3782.3697 | 2582.966 | 2143.9392 | 2595.2388 | 49.9494 | 1514.7819 | 2093.9898 | 1454.9376
17.2 |  |  | 3600.0861 | 2582.966 | 2520.2429 | 2595.2388 | 47.267 | 1513.4743 | 2472.9759 | 1454.9376
14.7 |  |  | 3603.9699 | 2582.966 | 2506.6257 | 2595.2388 | 44.3667 | 1512.8923 | 2462.259 | 1454.9376
13.2 |  |  | 3680.7226 | 2582.966 | 2418.8363 | 2595.2388 | 41.3173 | 1511.6825 | 2377.519 | 1454.9376
13.3 |  |  | 3661.1294 | 2578.0961 | 2390.0648 | 2595.2388 | 37.2857 | 1510.629 | 2352.7791 | 1454.9376
12.6 |  |  | 3450.372 | 2578.0961 | 1977.4076 | 2595.2388 | 41.7713 | 1510.3844 | 1935.6363 | 1454.9376
11.3 |  |  | 3082.1997 | 2578.0961 | 1834.5282 | 2595.2388 | 48.3012 | 1508.9858 | 1786.227 | 1454.9376
10.7 |  |  | 2607.7078 | 2578.0961 | 2822.5403 | 2594.4393 | 1367.6027 | 1507.9493 | 1454.9376 | 1454.9376
9.9 |  |  | 2185.5818 | 2578.0961 | 1976.7419 | 2593.9198 | 1096.2257 | 1507.8882 | 880.5162 | 1454.9376
10.1 |  |  | 2060.7678 | 2578.0961 | 1161.2394 | 2592.3549 | 578.1821 | 1507.8692 | 583.0573 | 1454.9376
9.3 |  |  | 2041.5737 | 2578.0961 | 1111.0939 | 2592.3549 | 643.3335 | 1507.79 | 467.7603 | 1454.9376
8.5 |  |  | 2038.8368 | 2578.0961 | 1436.9656 | 2591.5032 | 1027.8265 | 1506.4519 | 409.1392 | 1454.9376
8.8 |  |  | 2062.4648 | 2578.0961 | 1637.8481 | 2590.5672 | 1130.12 | 1505.9633 | 507.7281 | 1454.9376
8.5 |  |  | 2169.7514 | 2578.0961 | 2135.2489 | 2589.4456 | 1229.546 | 1505.1637 | 905.7029 | 1454.9376
9.3 |  |  | 2599.8422 | 2571.2877 | 3795.7592 | 2589.1419 | 1968.4966 | 1505.1507 | 1827.2627 | 1454.9376
10.3 |  |  | 3310.3489 | 2571.2877 | 2814.24 | 2589.1419 | 106.0116 | 1504.6371 | 2708.2283 | 1454.9376
14.2 |  |  | 3687.5442 | 2571.2877 | 2290.1465 | 2589.0887 | 96.1391 | 1504.4623 | 2194.0075 | 1454.9376
15.9 |  |  | 3748.6488 | 2570.7922 | 2031.6677 | 2587.7205 | 82.2758 | 1503.2707 | 1949.3919 | 1454.9376
18.2 |  |  | 3780.5844 | 2570.7922 | 2026.5364 | 2587.3597 | 84.4621 | 1502.9829 | 1942.0744 | 1454.9376
19.9 |  |  | 3822.8256 | 2570.7922 | 1882.2775 | 2586.424 | 141.3236 | 1502.9643 | 1740.9539 | 1454.9376
21.7 |  |  | 3864.8372 | 2570.7922 | 1826.0205 | 2585.2692 | 170.9698 | 1502.1248 | 1655.0507 | 1454.9376
22.5 |  |  | 3876.0811 | 2570.7922 | 1716.1839 | 2584.6575 | 105.9638 | 1500.4614 | 1610.22 | 1454.9376
22.3 |  |  | 4006.9596 | 2570.7922 | 1786.9532 | 2584.0561 | 76.5989 | 1499.6511 | 1710.3543 | 1454.9376
22.5 |  |  | 4098.9338 | 2570.7922 | 1812.1177 | 2581.5091 | 61.1616 | 1499.0522 | 1750.9562 | 1454.9376
22.1 |  |  | 3978.6604 | 2570.7922 | 2143.9392 | 2580.938 | 49.9494 | 1498.0458 | 2093.9898 | 1454.9376
21.5 |  |  | 3671.4025 | 2570.7922 | 2520.2429 | 2579.9468 | 47.267 | 1497.452 | 2472.9759 | 1454.9376
20.4 |  |  | 3603.9699 | 2570.7922 | 2506.6257 | 2579.3459 | 44.3667 | 1497.3409 | 2462.259 | 1454.9376
18.7 |  |  | 3680.7226 | 2570.7922 | 2418.8363 | 2577.6391 | 41.3173 | 1495.482 | 2377.519 | 1454.9376
18.1 |  |  | 3661.1294 | 2570.7922 | 2390.0648 | 2577.5537 | 37.2857 | 1494.7818 | 2352.7791 | 1454.9376
17.1 |  |  | 3450.372 | 2570.7922 | 1977.4076 | 2577.2913 | 41.7713 | 1493.6041 | 1935.6363 | 1454.9376
16.4 |  |  | 3082.1997 | 2570.7922 | 1834.5282 | 2577.087 | 48.3012 | 1493.3115 | 1786.227 | 1454.9376
15.4 |  |  | 2607.7078 | 2570.7922 | 1546.5115 | 2576.4144 | 91.5739 | 1492.399 | 1454.9376 | 1454.9376
15.2 |  |  | 2185.5818 | 2570.7922 | 1259.9789 | 2573.8798 | 379.4627 | 1492.1049 | 880.5162 | 1454.9376
14.8 |  |  | 2060.7678 | 2570.7922 | 1160.8024 | 2573.4893 | 577.7451 | 1490.9528 | 583.0573 | 1454.9376
13.9 |  |  | 2041.5737 | 2570.7922 | 1110.5211 | 2573.3951 | 642.7607 | 1490.7887 | 467.7603 | 1454.9376
14.2 |  |  | 2038.8368 | 2570.7922 | 1098.042 | 2572.8383 | 688.9028 | 1490.391 | 409.1392 | 1454.9376
13.4 |  |  | 2062.4648 | 2570.7922 | 1140.6001 | 2572.1716 | 632.872 | 1490.2403 | 507.7281 | 1454.9376
12.8 |  |  | 2169.7514 | 2570.7922 | 1336.6722 | 2571.3304 | 430.9694 | 1489.4972 | 905.7029 | 1454.9376
13.7 |  |  | 2599.8422 | 2570.7922 | 2151.8569 | 2570.2393 | 324.5943 | 1487.9927 | 1827.2627 | 1454.9376
14.1 |  |  | 3310.3489 | 2570.7922 | 2813.5766 | 2569.1124 | 105.3482 | 1485.8643 | 2708.2283 | 1454.9376
14.5 |  |  | 3687.5442 | 2570.7922 | 2290.1465 | 2568.3171 | 96.1391 | 1485.5561 | 2194.0075 | 1454.9376
15.8 |  |  | 3748.286 | 2570.7922 | 2031.6677 | 2566.0688 | 82.2758 | 1484.0173 | 1949.3919 | 1454.9376
16.5 |  |  | 3725.6997 | 2566.1688 | 2026.5364 | 2565.439 | 84.4621 | 1483.6595 | 1942.0744 | 1454.9376
16.5 |  |  | 3703.9588 | 2566.1688 | 1882.2775 | 2564.391 | 141.3236 | 1480.1159 | 1740.9539 | 1454.9376
17.1 |  |  | 3666.1031 | 2566.1688 | 1826.0205 | 2562.6462 | 170.9698 | 1478.712 | 1655.0507 | 1454.9376
18.2 |  |  | 3689.1377 | 2566.1688 | 1716.1839 | 2562.62 | 105.9638 | 1478.6526 | 1610.22 | 1454.9376
17.5 |  |  | 3742.8226 | 2566.1688 | 1786.9532 | 2562.0746 | 76.5989 | 1478.0764 | 1710.3543 | 1454.9376
17.4 |  |  | 3841.1631 | 2566.1688 | 1812.1177 | 2559.554 | 61.1616 | 1477.6111 | 1750.9562 | 1454.9376
16.6 |  |  | 3777.8187 | 2566.1688 | 2143.9392 | 2558.8355 | 49.9494 | 1476.6609 | 2093.9898 | 1454.9376
16.1 |  |  | 3596.8603 | 2566.1688 | 2520.2429 | 2558.5387 | 47.267 | 1475.9074 | 2472.9759 | 1454.9376
15.5 |  |  | 3603.9699 | 2566.1688 | 2506.6257 | 2557.4033 | 44.3667 | 1475.6559 | 2462.259 | 1454.9376
15 |  |  | 3680.7226 | 2566.1688 | 2418.8363 | 2556.8836 | 41.3173 | 1474.3075 | 2377.519 | 1454.9376
14.6 |  |  | 3661.1294 | 2566.1688 | 2390.0648 | 2554.3944 | 37.2857 | 1474.274 | 2352.7791 | 1454.9376
14.3 |  |  | 3450.372 | 2566.1688 | 1977.4076 | 2553.8538 | 41.7713 | 1473.2283 | 1935.6363 | 1454.9376
13.9 |  |  | 3082.1997 | 2566.1688 | 1834.5282 | 2553.2135 | 48.3012 | 1472.9065 | 1786.227 | 1454.9376
14.1 |  |  | 2607.7078 | 2566.1688 | 1546.5115 | 2551.9404 | 91.5739 | 1472.3984 | 1454.9376 | 1454.9376
14.3 |  |  | 2185.5818 | 2566.1688 | 1259.9789 | 2548.2089 | 379.4627 | 1470.8702 | 880.5162 | 1454.9376
14.5 |  |  | 2060.7678 | 2566.1688 | 1160.8024 | 2547.4853 | 577.7451 | 1470.5633 | 583.0573 | 1454.9376
14.2 |  |  | 2041.5737 | 2566.1688 | 1110.5211 | 2544.1693 | 642.7607 | 1469.4662 | 467.7603 | 1454.9376
13.8 |  |  | 2038.8368 | 2566.1688 | 1098.042 | 2542.1957 | 688.9028 | 1468.7567 | 409.1392 | 1454.9376
13.5 |  |  | 2062.4648 | 2566.1688 | 1140.6001 | 2538.8779 | 632.872 | 1467.7295 | 507.7281 | 1454.9376
14 |  |  | 2169.7514 | 2566.1688 | 1336.6722 | 2538.8622 | 430.9694 | 1467.2811 | 905.7029 | 1454.9376
14.4 |  |  | 2599.8422 | 2566.1688 | 2151.8569 | 2538.4761 | 324.5943 | 1466.1887 | 1827.2627 | 1454.9376
14.9 |  |  | 3310.3489 | 2566.1688 | 2813.5766 | 2534.271 | 105.3482 | 1465.2173 | 2708.2283 | 1454.9376
15.4 |  |  | 3687.5442 | 2566.1688 | 2290.1465 | 2531.072 | 96.1391 | 1464.9082 | 2194.0075 | 1454.9376
15.8 |  |  | 3748.286 | 2566.1688 | 2031.6677 | 2522.3374 | 82.2758 | 1464.907 | 1949.3919 | 1454.9376
16.3 |  |  | 3719.2427 | 2566.1688 | 2026.5364 | 2520.6222 | 84.4621 | 1463.6176 | 1942.0744 | 1454.9376
16.4 |  |  | 3700.4627 | 2564.8268 | 1882.2775 | 2520.5722 | 141.3236 | 1462.9166 | 1740.9539 | 1454.9376
16.5 |  |  | 3640.1813 | 2564.8268 | 1826.0205 | 2520.2429 | 170.9698 | 1461.7942 | 1655.0507 | 1454.9376
16.6 |  |  | 3617.7886 | 2564.8268 | 1716.1839 | 2520.2429 | 105.9638 | 1460.3741 | 1610.22 | 1454.9376
17.1 |  |  | 3721.3793 | 2556.0343 | 1786.9532 | 2520.2429 | 76.5989 | 1459.4923 | 1710.3543 | 1454.9376
17.5 |  |  | 3846.0523 | 2556.0343 | 1812.1177 | 2520.2429 | 61.1616 | 1459.4863 | 1750.9562 | 1454.9376
18 |  |  | 3784.19 | 2556.0343 | 2143.9392 | 2520.2429 | 49.9494 | 1459.1798 | 2093.9898 | 1454.9376
17.3 |  |  | 3600.3794 | 2556.0343 | 2520.2429 | 2520.2429 | 47.267 | 1458.8447 | 2472.9759 | 1454.9376
16.5 |  |  | 3603.9699 | 2556.0343 | 2506.6257 | 2520.2429 | 44.3667 | 1453.7768 | 2462.259 | 1454.9376
15.8 |  |  | 3680.7226 | 2556.0343 | 2418.8363 | 2520.2429 | 41.3173 | 1452.8289 | 2377.519 | 1454.9376
15.6 |  |  | 3661.1294 | 2556.0343 | 2390.0648 | 2520.2429 | 37.2857 | 1452.7411 | 2352.7791 | 1454.9376
15.3 |  |  | 3450.372 | 2556.0343 | 1977.4076 | 2520.2429 | 41.7713 | 1450.4493 | 1935.6363 | 1454.9376
15.1 |  |  | 3082.1997 | 2556.0343 | 1834.5282 | 2520.2429 | 48.3012 | 1448.4652 | 1786.227 | 1454.9376
14.9 |  |  | 2607.7078 | 2556.0343 | 1546.5115 | 2520.2429 | 91.5739 | 1447.7951 | 1454.9376 | 1454.9376
14.7 |  |  | 2185.5818 | 2556.0343 | 1259.9789 | 2520.2429 | 379.4627 | 1447.7445 | 880.5162 | 1454.9376
14.5 |  |  | 2060.7678 | 2556.0343 | 1160.8024 | 2520.2429 | 577.7451 | 1447.4582 | 583.0573 | 1454.9376
14.4 |  |  | 2041.5737 | 2556.0343 | 1110.5211 | 2520.2429 | 642.7607 | 1446.4372 | 467.7603 | 1454.9376
14.3 |  |  | 2038.8368 | 2552.5572 | 1098.042 | 2520.2429 | 688.9028 | 1445.9634 | 409.1392 | 1454.9376
14.2 |  |  | 2062.4648 | 2552.5572 | 1140.6001 | 2520.2429 | 632.872 | 1441.8295 | 507.7281 | 1454.9376
14.2 |  |  | 2169.7514 | 2552.5572 | 1336.6722 | 2520.2429 | 430.9694 | 1441.8177 | 905.7029 | 1454.9376
14.3 |  |  | 2599.8422 | 2552.5572 | 2151.8569 | 2520.2429 | 324.5943 | 1440.8183 | 1827.2627 | 1454.9376
14.3 |  |  | 3310.3489 | 2552.5572 | 2813.5766 | 2520.2429 | 105.3482 | 1440.3835 | 2708.2283 | 1454.9376
14.9 |  |  | 3687.5442 | 2552.5572 | 2290.1465 | 2520.2429 | 96.1391 | 1438.0129 | 2194.0075 | 1454.9376
15.4 |  |  | 3748.1888 | 2552.5572 | 2031.6677 | 2520.2429 | 82.2758 | 1436.2231 | 1949.3919 | 1454.9376
16 |  |  | 3709.5571 | 2552.5572 | 2026.5364 | 2520.2429 | 84.4621 | 1436.0616 | 1942.0744 | 1454.9376
16.3 |  |  | 3696.9666 | 2552.5572 | 1882.2775 | 2520.2429 | 141.3236 | 1434.3977 | 1740.9539 | 1454.9376
16.5 |  |  | 3640.1813 | 2552.5572 | 1826.0205 | 2520.2429 | 170.9698 | 1432.813 | 1655.0507 | 1454.9376
16.8 |  |  | 3626.7072 | 2552.5572 | 1716.1839 | 2520.2429 | 105.9638 | 1428.0504 | 1610.22 | 1454.9376
16.8 |  |  | 3705.2968 | 2552.5572 | 1786.9532 | 2520.2429 | 76.5989 | 1427.752 | 1710.3543 | 1454.9376
16.8 |  |  | 3811.8278 | 2552.5572 | 1812.1177 | 2520.2429 | 61.1616 | 1427.309 | 1750.9562 | 1454.9376
16.8 |  |  | 3778.7289 | 2498.9459 | 2143.9392 | 2520.2429 | 49.9494 | 1426.1935 | 2093.9898 | 1454.9376
16.4 |  |  | 3597.74 | 2498.9459 | 2520.2429 | 2520.2429 | 47.267 | 1424.341 | 2472.9759 | 1454.9376
16 |  |  | 3603.9699 | 2498.9459 | 2506.6257 | 2520.2429 | 44.3667 | 1423.8107 | 2462.259 | 1454.9376
15.6 |  |  | 3680.7226 | 2498.9459 | 2418.8363 | 2520.2429 | 41.3173 | 1423.4831 | 2377.519 | 1454.9376
15.7 |  |  | 3661.1294 | 2498.9459 | 2390.0648 | 2520.2429 | 37.2857 | 1422.6829 | 2352.7791 | 1454.9376
15.8 |  |  | 3450.372 | 2498.9459 | 1977.4076 | 2520.2429 | 41.7713 | 1422.2711 | 1935.6363 | 1454.9376
15.9 |  |  | 3082.1997 | 2495.917 | 1834.5282 | 2520.2429 | 48.3012 | 1421.7004 | 1786.227 | 1454.9376
15.8 |  |  | 2607.7078 | 2495.917 | 1546.5115 | 2520.2429 | 91.5739 | 1419.0287 | 1454.9376 | 1454.9376
15.7 |  |  | 2346.6555 | 2495.917 | 1349.4976 | 2520.2429 | 290.8002 | 1418.0263 | 1058.6973 | 1454.9376
15.6 |  |  | 2161.8075 | 2495.917 | 1235.0092 | 2520.2429 | 514.5508 | 1417.5922 | 720.4584 | 1454.9376
15.4 |  |  | 2085.4126 | 2495.917 | 1170.9742 | 2520.2429 | 643.5951 | 1416.3383 | 527.379 | 1454.9376
15.2 |  |  | 2042.7717 | 2495.917 | 1153.2228 | 2520.2429 | 728.3242 | 1412.5538 | 424.8986 | 1454.9376
15 |  |  | 2040.2062 | 2495.917 | 1134.9511 | 2520.2429 | 716.2499 | 1412.3823 | 418.7012 | 1454.9376
14.7 |  |  | 2048.0696 | 2495.917 | 1162.8005 | 2520.2429 | 650.4679 | 1411.6413 | 512.3326 | 1454.9376
14.4 |  |  | 2151.985 | 2495.917 | 1722.051 | 2520.2429 | 1122.8838 | 1409.628 | 599.1672 | 1454.9376
14.8 |  |  | 2461.9337 | 2495.917 | 1696.8352 | 2520.2429 | 657.7615 | 1408.6009 | 1039.0737 | 1454.9376
15.4 |  |  | 2877.2007 | 2495.917 | 1778.7215 | 2520.2429 | 36.2478 | 1403.4097 | 1742.4737 | 1454.9376
15.5 |  |  | 3165.0601 | 2495.917 | 2598.4519 | 2520.2429 | 37.5949 | 1402.7181 | 2560.857 | 1454.9376
15.7 |  |  | 3164.7435 | 2495.917 | 2817.3864 | 2520.2429 | 39.575 | 1401.2818 | 2777.8114 | 1454.9376
15.6 |  |  | 3133.1785 | 2495.917 | 2796.1555 | 2520.2429 | 38.0316 | 1400.6289 | 2758.1239 | 1454.9376
15.8 |  |  | 3095.6351 | 2495.917 | 2477.6222 | 2520.2429 | 41.1064 | 1400.2046 | 2436.5158 | 1454.9376
16 |  |  | 3111.3285 | 2495.917 | 2233.3096 | 2520.2429 | 37.8538 | 1400.1179 | 2195.4559 | 1454.9376
16.4 |  |  | 3153.287 | 2495.917 | 2053.5406 | 2520.2429 | 39.7652 | 1399.6304 | 2013.7755 | 1454.9376
16.6 |  |  | 3229.4675 | 2495.917 | 1953.0538 | 2518.2778 | 39.3817 | 1399.575 | 1913.6721 | 1454.9376
16.9 |  |  | 3301.297 | 2495.917 | 2012.9512 | 2517.4994 | 36.0039 | 1398.482 | 1976.9473 | 1454.9376
16.3 |  |  | 3376.833 | 2495.917 | 2314.619 | 2516.6997 | 32.3502 | 1398.4327 | 2282.2688 | 1454.9376
15.9 |  |  | 3505.6927 | 2495.917 | 2232.988 | 2516.2133 | 35.7672 | 1397.1776 | 2197.2207 | 1454.9376
15.5 |  |  | 3588.0767 | 2495.917 | 2163.3434 | 2515.6366 | 33.9895 | 1397.1742 | 2129.3539 | 1454.9376
14.9 |  |  | 3537.0971 | 2495.917 | 2231.2403 | 2515.5652 | 40.635 | 1396.6647 | 2190.6053 | 1454.9376
14.5 |  |  | 3307.1462 | 2495.917 | 1917.902 | 2514.0142 | 41.2719 | 1396.1328 | 1876.6302 | 1454.9376
13.5 |  |  | 2971.0933 | 2495.917 | 1641.6598 | 2513.6017 | 43.6622 | 1395.8422 | 1597.9976 | 1454.9376
13.8 |  |  | 2570.7922 | 2495.917 | 1447.6385 | 2513.4409 | 229.3894 | 1393.4084 | 1218.2492 | 1454.9376
13.6 |  |  | 2343.1784 | 2495.917 | 1349.4589 | 2513.3476 | 290.7616 | 1389.6911 | 1058.6973 | 1454.9376
12.8 |  |  | 2159.8604 | 2495.917 | 1235.0807 | 2513.2866 | 514.6223 | 1388.9371 | 720.4584 | 1454.9376
12.6 |  |  | 2083.2355 | 2495.917 | 1171.0378 | 2512.2708 | 643.6587 | 1387.1756 | 527.379 | 1454.9376
12.8 |  |  | 2041.6223 | 2495.917 | 1152.5902 | 2510.8111 | 727.6916 | 1387.1168 | 424.8986 | 1219.3925
12.3 |  |  | 2038.2145 | 2495.917 | 1134.3384 | 2508.5399 | 715.6372 | 1385.921 | 418.7012 | 1219.3925
11.6 |  |  | 2045.0139 | 2495.917 | 1162.3125 | 2507.9039 | 649.9799 | 1385.5609 | 512.3326 | 1219.3925
11.5 |  |  | 2145.5263 | 2495.917 | 1720.5649 | 2507.0924 | 1121.3976 | 1383.4151 | 599.1672 | 1219.3925
12.4 |  |  | 2450.6092 | 2495.917 | 1694.9906 | 2506.7061 | 655.9169 | 1382.3925 | 1039.0737 | 1219.3925
13 |  |  | 2848.6074 | 2495.917 | 1775.9058 | 2506.6257 | 33.432 | 1381.5932 | 1742.4737 | 1219.3925
12.9 |  |  | 3110.5949 | 2495.917 | 4091.841 | 2506.6257 | 1530.984 | 1381.5772 | 2560.857 | 1219.3925
13.3 |  |  | 3092.1207 | 2495.917 | 2812.8556 | 2506.6257 | 35.0442 | 1379.2582 | 2777.8114 | 1219.3925
13.9 |  |  | 3058.3923 | 2495.917 | 2790.5696 | 2506.6257 | 32.4458 | 1377.7953 | 2758.1239 | 1219.3925
15.1 |  |  | 3020.0621 | 2495.917 | 2471.5769 | 2506.6257 | 35.0611 | 1376.2023 | 2436.5158 | 1219.3925
14.7 |  |  | 3036.3484 | 2495.917 | 2226.8849 | 2506.6257 | 31.4291 | 1373.8361 | 2195.4559 | 1219.3925
15.4 |  |  | 3085.0661 | 2495.917 | 2047.3012 | 2506.6257 | 33.5257 | 1373.6381 | 2013.7755 | 1219.3925
15.1 |  |  | 3169.5851 | 2495.917 | 1946.7818 | 2506.6257 | 33.1096 | 1372.1819 | 1913.6721 | 1219.3925
15.6 |  |  | 3248.0281 | 2495.917 | 2007.3172 | 2506.6257 | 30.37 | 1369.4713 | 1976.9473 | 1219.3925
14.5 |  |  | 3328.3344 | 2495.917 | 2309.4961 | 2506.6257 | 27.2273 | 1369.4165 | 2282.2688 | 1219.3925
13.6 |  |  | 3468.7702 | 2495.917 | 2227.8767 | 2506.6257 | 30.656 | 1367.6027 | 2197.2207 | 1219.3925
13.1 |  |  | 3563.6681 | 2495.917 | 2158.8285 | 2506.6257 | 29.4747 | 1367.461 | 2129.3539 | 1219.3925
11.9 |  |  | 3521.924 | 2495.917 | 3616.7989 | 2506.6257 | 1426.1935 | 1365.6231 | 2190.6053 | 1219.3925
11.9 |  |  | 3297.8561 | 2495.917 | 3430.1693 | 2506.6257 | 1553.5391 | 1364.3748 | 1876.6302 | 1219.3925
10.8 |  |  | 2964.6324 | 2495.917 | 2798.0699 | 2506.6257 | 1200.0723 | 1363.5415 | 1597.9976 | 1219.3925
10.9 |  |  | 2566.1688 | 2495.917 | 1447.4573 | 2506.6257 | 229.2081 | 1362.1929 | 1218.2492 | 1219.3925
9 |  |  | 2185.5818 | 2495.917 | 1918.3808 | 2506.6257 | 1037.8646 | 1361.5327 | 880.5162 | 1218.2492
9.6 |  |  | 2060.7678 | 2495.917 | 1161.0347 | 2506.6257 | 577.9774 | 1359.6004 | 583.0573 | 1218.2492
8.5 |  |  | 2041.5737 | 2495.917 | 1374.0462 | 2506.6257 | 906.2859 | 1359.5623 | 467.7603 | 1218.2492
9.2 |  |  | 2038.8368 | 2495.917 | 1365.5506 | 2506.6257 | 956.4115 | 1358.7243 | 409.1392 | 1218.2492
8.2 |  |  | 2062.4648 | 2495.917 | 1629.0364 | 2506.6257 | 1121.3083 | 1358.5198 | 507.7281 | 1218.2492
8.6 |  |  | 2169.7514 | 2495.917 | 2107.9339 | 2506.6257 | 1202.231 | 1358.194 | 905.7029 | 1218.2492
8.7 |  |  | 2599.8422 | 2495.917 | 3836.0856 | 2506.6257 | 2008.823 | 1357.9997 | 1827.2627 | 1218.2492
8.9 |  |  | 3310.3489 | 2495.917 | 4742.8422 | 2506.6257 | 2034.6139 | 1356.9739 | 2708.2283 | 1218.2492
10.4 |  |  | 3687.5442 | 2495.917 | 4048.3943 | 2506.6257 | 1854.3868 | 1353.5919 | 2194.0075 | 1218.2492
11.4 |  |  | 3748.1888 | 2495.917 | 3574.5289 | 2506.6257 | 1625.137 | 1352.6754 | 1949.3919 | 1218.2492
12.2 |  |  | 3687.3062 | 2495.917 | 2026.8138 | 2506.6257 | 84.7394 | 1351.9901 | 1942.0744 | 1218.2492
12.2 |  |  | 3661.3593 | 2495.917 | 3351.5276 | 2506.6257 | 1610.5737 | 1351.1827 | 1740.9539 | 1218.2492
11.7 |  |  | 3617.0154 | 2495.917 | 3268.0768 | 2506.6257 | 1613.026 | 1349.9656 | 1655.0507 | 1218.2492
11.5 |  |  | 3579.9493 | 2495.917 | 3198.0079 | 2506.6257 | 1587.7879 | 1347.1898 | 1610.22 | 1218.2492
11.8 |  |  | 3685.9794 | 2493.44 | 3292.0612 | 2506.6257 | 1581.7069 | 1346.9271 | 1710.3543 | 1218.2492
12 |  |  | 3789.8597 | 2488.8166 | 3398.9015 | 2506.6257 | 1647.9453 | 1345.2914 | 1750.9562 | 1218.2492
12.4 |  |  | 3772.3855 | 2461.9337 | 3832.4163 | 2506.6257 | 1738.4264 | 1344.9487 | 2093.9898 | 1218.2492
12.9 |  |  | 3597.6711 | 2461.9337 | 4242.4044 | 2506.6257 | 1769.4284 | 1344.6408 | 2472.9759 | 1218.2492
12.7 |  |  | 3603.9699 | 2461.9337 | 4164.6986 | 2506.6257 | 1702.4395 | 1344.5287 | 2462.259 | 1218.2492
11.6 |  |  | 3680.7226 | 2461.9337 | 2418.8363 | 2506.6257 | 41.3173 | 1343.9438 | 2377.519 | 1218.2492
11.7 |  |  | 3661.1294 | 2461.9337 | 2390.4368 | 2506.6257 | 37.6577 | 1343.2077 | 2352.7791 | 1218.2492
11.4 |  |  | 3450.372 | 2461.9337 | 1977.4076 | 2506.6257 | 41.7713 | 1343.1024 | 1935.6363 | 1218.2492
11.2 |  |  | 3082.1997 | 2461.9337 | 1834.5282 | 2506.6257 | 48.3012 | 1340.1091 | 1786.227 | 1218.2492
11.4 |  |  | 2607.7078 | 2461.9337 | 1546.5115 | 2506.6257 | 91.5739 | 1339.4877 | 1454.9376 | 1218.2492
11.4 |  |  | 2185.5818 | 2461.9337 | 1259.9789 | 2506.6257 | 379.4627 | 1337.8665 | 880.5162 | 1218.2492
11.5 |  |  | 2060.7678 | 2461.9337 | 1160.8024 | 2506.6257 | 577.7451 | 1337.2342 | 583.0573 | 1218.2492
11.4 |  |  | 2041.5737 | 2461.9337 | 1111.0558 | 2506.6257 | 643.2954 | 1336.9906 | 467.7603 | 1218.2492
11.5 |  |  | 2038.8368 | 2461.9337 | 1098.631 | 2506.6257 | 689.4918 | 1335.6046 | 409.1392 | 1218.2492
11.5 |  |  | 2062.4648 | 2461.9337 | 1141.4705 | 2506.6257 | 633.7424 | 1335.0704 | 507.7281 | 1218.2492
11.2 |  |  | 2169.7514 | 2461.9337 | 1337.3085 | 2506.6257 | 431.6056 | 1333.7874 | 905.7029 | 1218.2492
12 |  |  | 2599.8422 | 2461.9337 | 2151.8569 | 2506.6257 | 324.5943 | 1333.0319 | 1827.2627 | 1218.2492
11.9 |  |  | 3310.3489 | 2461.9337 | 2813.6261 | 2506.6257 | 105.3978 | 1332.5364 | 2708.2283 | 1218.2492
12.1 |  |  | 3687.5442 | 2461.9337 | 2290.4312 | 2506.6257 | 96.4237 | 1332.437 | 2194.0075 | 1218.2492
11.9 |  |  | 3748.1888 | 2461.9337 | 3541.7192 | 2506.6257 | 1592.3272 | 1330.3097 | 1949.3919 | 1218.2492
12.4 |  |  | 3687.3062 | 2461.9337 | 2026.6887 | 2506.6257 | 84.6144 | 1330.1796 | 1942.0744 | 1218.2492
12.4 |  |  | 3661.3593 | 2461.9337 | 3328.7324 | 2505.7883 | 1587.7785 | 1329.9711 | 1740.9539 | 1218.2492
12.7 |  |  | 3617.0154 | 2461.9337 | 3182.4613 | 2505.7228 | 1527.4106 | 1328.9538 | 1655.0507 | 1218.2492
12.4 |  |  | 3579.9493 | 2461.9337 | 3109.8712 | 2504.6607 | 1499.6511 | 1324.8282 | 1610.22 | 1218.2492
12.1 |  |  | 3685.9794 | 2461.9337 | 3241.4399 | 2504.2909 | 1531.0856 | 1320.9793 | 1710.3543 | 1218.2492
12.4 |  |  | 3789.8597 | 2461.9337 | 3337.6823 | 2504.0734 | 1586.7262 | 1319.4543 | 1750.9562 | 1218.2492
12.6 |  |  | 3772.3855 | 2461.9337 | 3776.4619 | 2502.6122 | 1682.4721 | 1315.7856 | 2093.9898 | 1218.2492
11.5 |  |  | 3597.6711 | 2450.6092 | 4298.3629 | 2501.729 | 1825.387 | 1314.0264 | 2472.9759 | 1218.2492
11 |  |  | 3603.9699 | 2450.6092 | 4215.286 | 2501.4717 | 1753.027 | 1312.5669 | 2462.259 | 1218.2492
10.4 |  |  | 3680.7226 | 2450.6092 | 4181.4947 | 2497.4627 | 1803.9757 | 1311.1128 | 2377.519 | 1218.2492
10.5 |  |  | 3661.1294 | 2450.6092 | 4258.3884 | 2497.3365 | 1905.6093 | 1310.3092 | 2352.7791 | 1218.2492
10.4 |  |  | 3450.372 | 2450.6092 | 3726.954 | 2496.2188 | 1791.3177 | 1310.2978 | 1935.6363 | 1218.2492
10.2 |  |  | 3082.1997 | 2450.6092 | 3336.0146 | 2495.3331 | 1549.7877 | 1310.0002 | 1786.227 | 1218.2492
10.2 |  |  | 2607.7078 | 2450.6092 | 2852.1152 | 2491.7174 | 1397.1776 | 1308.3712 | 1454.9376 | 1218.2492
10.1 |  |  | 2185.5818 | 2450.6092 | 1260.3121 | 2491.5733 | 379.796 | 1305.9775 | 880.5162 | 1218.2492
9.7 |  |  | 2060.7678 | 2450.6092 | 1161.3203 | 2491.1408 | 578.2631 | 1304.4345 | 583.0573 | 1218.2492
9.9 |  |  | 2041.5737 | 2450.6092 | 1111.1198 | 2490.5147 | 643.3595 | 1304.3006 | 467.7603 | 1218.2492
10.1 |  |  | 2038.8368 | 2450.6092 | 1098.7085 | 2490.2305 | 689.5694 | 1304.2048 | 409.1392 | 1218.2492
9.6 |  |  | 2062.4648 | 2450.6092 | 1630.5557 | 2487.4613 | 1122.8277 | 1303.4833 | 507.7281 | 1218.2492
10.6 |  |  | 2169.7514 | 2450.6092 | 1337.4571 | 2486.368 | 431.7542 | 1303.3696 | 905.7029 | 1218.2492
10.8 |  |  | 2599.8422 | 2450.6092 | 2152.841 | 2485.8297 | 325.5783 | 1301.528 | 1827.2627 | 1218.2492
10.7 |  |  | 3310.3489 | 2450.6092 | 2814.4301 | 2483.6171 | 106.2018 | 1300.0286 | 2708.2283 | 1218.2492
11.1 |  |  | 3687.5442 | 2450.6092 | 2291.1961 | 2481.7172 | 97.1886 | 1299.77 | 2194.0075 | 1218.2492
11.1 |  |  | 3748.1888 | 2450.6092 | 3646.8976 | 2479.9126 | 1697.5056 | 1295.1234 | 1949.3919 | 1218.2492
10.9 |  |  | 3687.3062 | 2450.6092 | 3681.9957 | 2477.6222 | 1739.9213 | 1293.0884 | 1942.0744 | 1218.2492
11.2 |  |  | 3661.3593 | 2450.6092 | 3459.3733 | 2477.6222 | 1718.4194 | 1292.7389 | 1740.9539 | 1218.2492
11.1 |  |  | 3617.0154 | 2450.6092 | 3340.4575 | 2477.6222 | 1685.4067 | 1291.8172 | 1655.0507 | 1218.2492
9.4 |  |  | 3579.9493 | 2450.6092 | 3442.8439 | 2477.6222 | 1832.6238 | 1289.4501 | 1610.22 | 1218.2492
9.6 |  |  | 3685.9794 | 2450.6092 | 3553.6679 | 2477.6222 | 1843.3136 | 1285.1615 | 1710.3543 | 1218.2492
9.8 |  |  | 3789.8597 | 2450.6092 | 3677.8209 | 2477.6222 | 1926.8648 | 1283.5696 | 1750.9562 | 1218.2492
10.7 |  |  | 3772.3855 | 2450.6092 | 4049.3147 | 2477.6222 | 1955.3249 | 1283.3838 | 2093.9898 | 1218.2492
9.6 |  |  | 3597.6711 | 2450.6092 | 4586.6017 | 2477.6222 | 2113.6258 | 1281.6623 | 2472.9759 | 1218.2492
9.6 |  |  | 3603.9699 | 2430.1995 | 4468.167 | 2477.6222 | 2005.908 | 1281.6181 | 2462.259 | 1218.2492
9.1 |  |  | 3680.7226 | 2430.1995 | 4373.9452 | 2477.6222 | 1996.4262 | 1281.3674 | 2377.519 | 1218.2492
9.1 |  |  | 3661.1294 | 2430.1995 | 4449.9481 | 2477.6222 | 2097.169 | 1279.4883 | 2352.7791 | 1218.2492
9 |  |  | 3450.372 | 2430.1995 | 3979.0289 | 2477.6222 | 2043.3926 | 1278.3876 | 1935.6363 | 1218.2492
8.7 |  |  | 3082.1997 | 2430.1995 | 3573.1287 | 2477.3561 | 1786.9017 | 1277.0431 | 1786.227 | 1218.2492
8.3 |  |  | 2607.7078 | 2430.1995 | 3129.639 | 2476.8992 | 1674.7014 | 1276.9428 | 1454.9376 | 1218.2492
8.2 |  |  | 2185.5818 | 2430.1995 | 2217.7504 | 2475.6009 | 1337.2342 | 1272.5877 | 880.5162 | 1218.2492
8.2 |  |  | 2060.7678 | 2430.1995 | 1806.0309 | 2474.8857 | 1222.9737 | 1272.5278 | 583.0573 | 1218.2492
8.7 |  |  | 2041.5737 | 2430.1995 | 1665.8668 | 2474.8321 | 1198.1065 | 1270.1357 | 467.7603 | 1218.2492
9.8 |  |  | 2038.8368 | 2430.1995 | 1563.2438 | 2472.0872 | 1154.1046 | 1268.6022 | 409.1392 | 1218.2492
9.7 |  |  | 2062.4648 | 2430.1995 | 1747.0183 | 2472.0872 | 1239.2902 | 1268.592 | 507.7281 | 1218.2492
9.8 |  |  | 2169.7514 | 2430.1995 | 2242.6934 | 2472.0872 | 1336.9906 | 1265.6445 | 905.7029 | 1218.2492
9.8 |  |  | 2599.8422 | 2430.1995 | 3939.7821 | 2472.0872 | 2112.5194 | 1263.5338 | 1827.2627 | 1218.2492
9.6 |  |  | 3310.3489 | 2430.1995 | 4816.7375 | 2472.0872 | 2108.5092 | 1259.1934 | 2708.2283 | 1218.2492
9.9 |  |  | 3687.5442 | 2430.1995 | 4292.0034 | 2472.0872 | 2097.9959 | 1259.0605 | 2194.0075 | 1218.2492
9.2 |  |  | 3748.1888 | 2430.1995 | 3947.4234 | 2472.0872 | 1998.0315 | 1257.8609 | 1949.3919 | 1218.2492
9.1 |  |  | 3687.3062 | 2430.1995 | 3967.5584 | 2472.0872 | 2025.484 | 1256.3813 | 1942.0744 | 1218.2492
9.3 |  |  | 3661.3593 | 2430.1995 | 3752.0364 | 2472.0872 | 2011.0825 | 1255.9101 | 1740.9539 | 1218.2492
9.5 |  |  | 3617.0154 | 2430.1995 | 3599.2707 | 2472.0872 | 1944.22 | 1254.3763 | 1655.0507 | 1218.2492
10 |  |  | 3579.9493 | 2430.1995 | 3473.4711 | 2472.0872 | 1863.2511 | 1251.8027 | 1610.22 | 1218.2492
10.2 |  |  | 3685.9794 | 2430.1995 | 3554.288 | 2471.8905 | 1843.9337 | 1251.5014 | 1710.3543 | 1218.2492
9.8 |  |  | 3789.8597 | 2430.1995 | 3720.1894 | 2471.6265 | 1969.2332 | 1249.8653 | 1750.9562 | 1218.2492
9.7 |  |  | 3772.3855 | 2430.1995 | 4190.8181 | 2471.5769 | 2096.8283 | 1249.5181 | 2093.9898 | 1218.2492
9.1 |  |  | 3597.6711 | 2430.1995 | 4686.2931 | 2471.5769 | 2213.3172 | 1248.3425 | 2472.9759 | 1218.2492
8.6 |  |  | 3603.9699 | 2430.1995 | 4575.404 | 2471.5769 | 2113.145 | 1247.4645 | 2462.259 | 1218.2492
8.7 |  |  | 3680.7226 | 2430.1995 | 4433.6038 | 2471.5769 | 2056.0848 | 1243.8823 | 2377.519 | 1218.2492
8.6 |  |  | 3661.1294 | 2430.1995 | 4520.8084 | 2471.5769 | 2168.0293 | 1242.5874 | 2352.7791 | 1218.2492
8.4 |  |  | 3450.372 | 2430.1995 | 4077.8313 | 2471.5769 | 2142.195 | 1240.0299 | 1935.6363 | 1218.2492
8.5 |  |  | 3082.1997 | 2430.1995 | 3654.845 | 2471.5769 | 1868.618 | 1239.4184 | 1786.227 | 1218.2492
8.3 |  |  | 2607.7078 | 2430.1995 | 3195.6646 | 2471.5769 | 1740.727 | 1239.2902 | 1454.9376 | 1218.2492
8.1 |  |  | 2185.5818 | 2430.1995 | 2290.1442 | 2471.5769 | 1409.628 | 1237.6253 | 880.5162 | 1218.2492
7.9 |  |  | 2060.7678 | 2430.1995 | 1891.4284 | 2471.5769 | 1308.3712 | 1235.851 | 583.0573 | 1218.2492
8.1 |  |  | 2041.5737 | 2430.1995 | 1771.9651 | 2471.5769 | 1304.2048 | 1235.7573 | 467.7603 | 1218.2492
8 |  |  | 2038.8368 | 2430.1995 | 1761.8145 | 2471.485 | 1352.6754 | 1234.1153 | 409.1392 | 1218.2492
7.8 |  |  | 2062.4648 | 2430.1995 | 1955.4726 | 2470.9343 | 1447.7445 | 1233.593 | 507.7281 | 1218.2492
7.9 |  |  | 2169.7514 | 2430.1995 | 2453.112 | 2468.8625 | 1547.4091 | 1232.338 | 905.7029 | 1218.2492
8 |  |  | 2599.8422 | 2430.1995 | 4134.2574 | 2467.7337 | 2306.9948 | 1230.4545 | 1827.2627 | 1218.2492
8 |  |  | 3310.3489 | 2430.1995 | 5107.2139 | 2466.9842 | 2398.9855 | 1229.5605 | 2708.2283 | 1218.2492
8.2 |  |  | 3687.5442 | 2430.1995 | 4567.8616 | 2466.9842 | 2373.8541 | 1229.5589 | 2194.0075 | 1060.4406
8.5 |  |  | 3748.1888 | 2430.1995 | 4068.5261 | 2466.5917 | 2119.1342 | 1229.546 | 1949.3919 | 1060.4406
8.6 |  |  | 3687.3062 | 2430.1995 | 4063.4471 | 2465.5015 | 2121.3727 | 1229.0715 | 1942.0744 | 1060.4406
9.3 |  |  | 3661.3593 | 2430.1995 | 3797.9644 | 2464.9954 | 2057.0105 | 1229.0074 | 1740.9539 | 1060.4406
9.6 |  |  | 3617.0154 | 2430.1995 | 3628.9894 | 2460.9388 | 1973.9387 | 1227.1194 | 1655.0507 | 1060.4406
10.2 |  |  | 3579.9493 | 2430.1995 | 3495.7133 | 2460.9388 | 1885.4933 | 1225.7081 | 1610.22 | 1060.4406
11.2 |  |  | 3685.9794 | 2430.1995 | 3494.5351 | 2460.9388 | 1784.1808 | 1224.0137 | 1710.3543 | 1060.4406
11.2 |  |  | 3789.8597 | 2430.1995 | 3604.652 | 2460.803 | 1853.6959 | 1223.9153 | 1750.9562 | 1060.4406
11.2 |  |  | 3772.3855 | 2430.1995 | 4020.2941 | 2460.222 | 1926.3043 | 1223.3168 | 2093.9898 | 1060.4406
11.7 |  |  | 3597.6711 | 2430.1995 | 4425.9303 | 2460.0044 | 1952.9544 | 1222.9737 | 2472.9759 | 1060.4406
11.6 |  |  | 3603.9699 | 2430.1995 | 4337.5627 | 2459.7485 | 1875.3037 | 1216.7086 | 2462.259 | 1060.4406
10.9 |  |  | 3680.7226 | 2430.1995 | 4292.5833 | 2459.3471 | 1915.0643 | 1212.2499 | 2377.519 | 1060.4406
11 |  |  | 3661.1294 | 2430.1995 | 2390.8198 | 2458.8364 | 38.0407 | 1212.0713 | 2352.7791 | 1060.4406
10.1 |  |  | 3450.372 | 2410.5555 | 3972.3575 | 2458.1023 | 2036.7211 | 1211.4531 | 1935.6363 | 1060.4406
9.7 |  |  | 3082.1997 | 2410.5555 | 3487.1615 | 2454.7961 | 1700.9345 | 1210.8097 | 1786.227 | 1060.4406
8.8 |  |  | 2607.7078 | 2410.5555 | 3137.0574 | 2454.4216 | 1682.1198 | 1210.229 | 1454.9376 | 1060.4406
8.4 |  |  | 2346.6555 | 2410.5555 | 2597.9376 | 2453.112 | 1539.2403 | 1209.1077 | 1058.6973 | 1060.4406
9.5 |  |  | 2161.8075 | 2410.5555 | 2001.8258 | 2453.0238 | 1281.3674 | 1208.6342 | 720.4584 | 1060.4406
10.1 |  |  | 2085.4126 | 2410.5555 | 1171.2848 | 2452.2207 | 643.9058 | 1207.7957 | 527.379 | 1060.4406
10.2 |  |  | 2042.7717 | 2410.5555 | 1154.0909 | 2451.5303 | 729.1923 | 1207.5934 | 424.8986 | 1060.4406
10.3 |  |  | 2040.2062 | 2410.5555 | 1135.9066 | 2451.3502 | 717.2054 | 1205.9339 | 418.7012 | 1060.4406
10.4 |  |  | 2048.0696 | 2410.5555 | 1215.2236 | 2449.7681 | 702.8909 | 1204.6971 | 512.3326 | 1058.6973
10.5 |  |  | 2151.985 | 2410.5555 | 2364.0639 | 2449.6621 | 1764.8967 | 1204.1078 | 599.1672 | 1058.6973
10.5 |  |  | 2461.9337 | 2410.5555 | 2741.3889 | 2449.0769 | 1702.3152 | 1202.231 | 1039.0737 | 1058.6973
9.8 |  |  | 2877.2007 | 2410.5555 | 3737.5082 | 2448.8351 | 1995.0345 | 1200.7685 | 1742.4737 | 1058.6973
10.2 |  |  | 3165.0601 | 2410.5555 | 4630.9216 | 2448.7037 | 2070.0646 | 1200.0723 | 2560.857 | 1058.6973
12.2 |  |  | 3164.7435 | 2410.5555 | 4712.1754 | 2445.0936 | 1934.364 | 1198.1065 | 2777.8114 | 1058.6973
13.8 |  |  | 3133.1785 | 2410.5555 | 2796.1555 | 2444.0329 | 38.0316 | 1197.5243 | 2758.1239 | 1058.6973
14 |  |  | 3095.6351 | 2410.5555 | 2477.6222 | 2440.986 | 41.1064 | 1195.2337 | 2436.5158 | 1058.6973
15 |  |  | 3111.3285 | 2410.5555 | 2233.3096 | 2440.7297 | 37.8538 | 1188.5318 | 2195.4559 | 1058.6973
14.9 |  |  | 3153.287 | 2410.5555 | 2053.5406 | 2439.6588 | 39.7652 | 1184.962 | 2013.7755 | 1058.6973
14.2 |  |  | 3229.4675 | 2410.5555 | 1953.0538 | 2438.6618 | 39.3817 | 1181.7514 | 1913.6721 | 1058.6973
13.8 |  |  | 3301.297 | 2410.5555 | 3676.0118 | 2435.7026 | 1699.0645 | 1176.4012 | 1976.9473 | 1058.6973
13.1 |  |  | 3376.833 | 2410.5555 | 4066.9196 | 2434.7614 | 1784.6508 | 1173.1819 | 2282.2688 | 1058.6973
11.4 |  |  | 3505.6927 | 2410.5555 | 4081.5038 | 2432.2475 | 1884.283 | 1170.1206 | 2197.2207 | 1058.6973
11 |  |  | 3588.0767 | 2410.5555 | 3975.7229 | 2432.1808 | 1846.369 | 1167.9485 | 2129.3539 | 1058.6973
10.3 |  |  | 3537.0971 | 2410.5555 | 3935.6276 | 2430.7805 | 1745.0222 | 1166.3449 | 2190.6053 | 1058.6973
10.1 |  |  | 3307.1462 | 2410.5555 | 3717.6907 | 2429.2217 | 1841.0605 | 1166.0212 | 1876.6302 | 1058.6973
10.1 |  |  | 2971.0933 | 2410.5555 | 2941.2052 | 2424.4975 | 1343.2077 | 1155.3218 | 1597.9976 | 1058.6973
10.1 |  |  | 2570.7922 | 2410.5555 | 2518.2778 | 2421.4753 | 1300.0286 | 1154.4849 | 1218.2492 | 1058.6973
9.5 |  |  | 2343.1784 | 2410.5555 | 2331.285 | 2419.2352 | 1272.5877 | 1154.1046 | 1058.6973 | 1058.6973
8.3 |  |  | 2159.8604 | 2410.5555 | 1952.7963 | 2418.8363 | 1232.338 | 1153.2993 | 720.4584 | 1058.6973
8.7 |  |  | 2083.2355 | 2410.5555 | 1605.0391 | 2418.8363 | 1077.6601 | 1151.1568 | 527.379 | 1058.6973
8.4 |  |  | 2041.6223 | 2410.5555 | 1506.9697 | 2418.8363 | 1082.0712 | 1149.6147 | 424.8986 | 1058.6973
9 |  |  | 2038.2145 | 2410.5555 | 1533.6193 | 2418.8363 | 1114.9181 | 1147.7882 | 418.7012 | 1058.6973
8.7 |  |  | 2045.0139 | 2410.5555 | 1546.9138 | 2418.8363 | 1034.5812 | 1145.8617 | 512.3326 | 1058.6973
8.7 |  |  | 2145.5263 | 2410.5555 | 2342.1258 | 2418.8363 | 1742.9585 | 1144.9644 | 599.1672 | 1058.6973
8.6 |  |  | 2450.6092 | 2410.5555 | 2743.2336 | 2418.8363 | 1704.1599 | 1141.8613 | 1039.0737 | 1058.6973
8.8 |  |  | 2848.6074 | 2410.5555 | 3710.9598 | 2418.8363 | 1968.486 | 1138.0617 | 1742.4737 | 1058.6973
9.2 |  |  | 3110.5949 | 2410.5555 | 4689.414 | 2418.8363 | 2128.557 | 1135.5205 | 2560.857 | 1058.6973
10.8 |  |  | 3092.1207 | 2410.5555 | 4757.0377 | 2418.8363 | 1979.2263 | 1135.1703 | 2777.8114 | 1058.6973
14 |  |  | 3058.3923 | 2410.5555 | 2790.5696 | 2418.8363 | 32.4458 | 1131.4835 | 2758.1239 | 1058.6973
12.4 |  |  | 3020.0621 | 2410.5555 | 4329.0167 | 2418.8363 | 1892.5008 | 1131.4389 | 2436.5158 | 1058.6973
13.8 |  |  | 3036.3484 | 2410.5555 | 2226.8849 | 2418.8363 | 31.4291 | 1131.0371 | 2195.4559 | 1058.6973
14.5 |  |  | 3085.0661 | 2410.5555 | 2047.3012 | 2418.8363 | 33.5257 | 1130.12 | 2013.7755 | 1058.6973
13.3 |  |  | 3169.5851 | 2410.5555 | 3551.5308 | 2418.8363 | 1637.8587 | 1129.2902 | 1913.6721 | 1058.6973
12.8 |  |  | 3248.0281 | 2410.5555 | 3784.7375 | 2418.8363 | 1807.7902 | 1129.13 | 1976.9473 | 1058.6973
11.8 |  |  | 3328.3344 | 2410.5555 | 4250.7083 | 2418.8363 | 1968.4395 | 1127.6977 | 2282.2688 | 1058.6973
10.9 |  |  | 3468.7702 | 2410.5555 | 4137.0617 | 2418.8363 | 1939.8409 | 1127.138 | 2197.2207 | 1058.6973
10.6 |  |  | 3563.6681 | 2410.5555 | 4022.2207 | 2418.8363 | 1892.8669 | 1127.0669 | 2129.3539 | 1058.6973
10.3 |  |  | 3521.924 | 2410.5555 | 3974.1587 | 2418.8363 | 1783.5533 | 1126.6014 | 2190.6053 | 1058.6973
10.2 |  |  | 3297.8561 | 2410.5555 | 3733.0056 | 2418.8363 | 1856.3754 | 1125.9304 | 1876.6302 | 1058.6973
10.1 |  |  | 2964.6324 | 2410.5555 | 2985.1731 | 2418.8363 | 1387.1756 | 1122.8838 | 1597.9976 | 1058.6973
9.3 |  |  | 2566.1688 | 2410.5555 | 2664.6864 | 2418.8363 | 1446.4372 | 1122.8838 | 1218.2492 | 1058.6973
8.8 |  |  | 2185.5818 | 2372.1116 | 2124.3985 | 2418.8363 | 1243.8823 | 1122.8838 | 880.5162 | 1058.6973
8.8 |  |  | 2060.7678 | 2372.1116 | 1699.5724 | 2418.8363 | 1116.5151 | 1122.8838 | 583.0573 | 1058.6973
8.7 |  |  | 2041.5737 | 2372.1116 | 1588.7271 | 2418.8363 | 1120.9667 | 1122.8838 | 467.7603 | 1058.6973
8.9 |  |  | 2038.8368 | 2372.1116 | 1547.2009 | 2418.8363 | 1138.0617 | 1122.8838 | 409.1392 | 1058.6973
9.1 |  |  | 2062.4648 | 2372.1116 | 1741.3211 | 2418.8363 | 1233.593 | 1122.8838 | 507.7281 | 1058.6973
9.1 |  |  | 2169.7514 | 2372.1116 | 2219.7292 | 2418.8363 | 1314.0264 | 1122.8838 | 905.7029 | 1058.6973
9.4 |  |  | 2599.8422 | 2372.1116 | 3901.2026 | 2418.8363 | 2073.94 | 1122.8743 | 1827.2627 | 1058.6973
12.3 |  |  | 3310.3489 | 2372.1116 | 2813.7623 | 2418.8363 | 105.534 | 1122.8674 | 2708.2283 | 1058.6973
12.6 |  |  | 3687.5442 | 2372.1116 | 2290.4521 | 2418.8363 | 96.4446 | 1122.8277 | 2194.0075 | 1058.6973
14.3 |  |  | 3748.1888 | 2372.1116 | 2031.6677 | 2418.8363 | 82.2758 | 1121.7069 | 1949.3919 | 1058.6973
15.6 |  |  | 3696.6431 | 2367.4882 | 2026.5364 | 2418.8363 | 84.4621 | 1121.5593 | 1942.0744 | 1058.6973
17.7 |  |  | 3745.9118 | 2367.4882 | 1882.2775 | 2418.8363 | 141.3236 | 1121.5271 | 1740.9539 | 1058.6973
17 |  |  | 3661.7828 | 2367.4882 | 1826.0205 | 2418.8363 | 170.9698 | 1121.5271 | 1655.0507 | 1058.6973
17.4 |  |  | 3653.4631 | 2367.4882 | 1716.1839 | 2418.8363 | 105.9638 | 1121.5271 | 1610.22 | 1058.6973
16.8 |  |  | 3705.2968 | 2367.4882 | 1786.9532 | 2418.8363 | 76.5989 | 1121.5271 | 1710.3543 | 1058.6973
15.9 |  |  | 3795.412 | 2367.4882 | 1812.1177 | 2418.8363 | 61.1616 | 1121.5271 | 1750.9562 | 1058.6973
15.8 |  |  | 3774.178 | 2367.4882 | 2143.9392 | 2418.8363 | 49.9494 | 1121.3976 | 2093.9898 | 1058.6973
15.6 |  |  | 3595.394 | 2367.4882 | 2520.2429 | 2418.8363 | 47.267 | 1121.3083 | 2472.9759 | 1058.6973
15.1 |  |  | 3603.9699 | 2367.4882 | 2506.6257 | 2418.8363 | 44.3667 | 1121.0128 | 2462.259 | 1058.6973
14.3 |  |  | 3680.7226 | 2367.4882 | 2418.8363 | 2418.8363 | 41.3173 | 1120.9667 | 2377.519 | 1058.6973
14.2 |  |  | 3661.1294 | 2346.6555 | 2390.0648 | 2418.8363 | 37.2857 | 1119.2396 | 2352.7791 | 1058.6973
13.5 |  |  | 3450.372 | 2346.6555 | 1977.4076 | 2418.8363 | 41.7713 | 1117.7875 | 1935.6363 | 1058.6973
13.7 |  |  | 3082.1997 | 2346.6555 | 1834.5282 | 2418.8363 | 48.3012 | 1116.7604 | 1786.227 | 1058.6973
13.7 |  |  | 2607.7078 | 2346.6555 | 1546.5115 | 2418.8363 | 91.5739 | 1116.5151 | 1454.9376 | 1058.6973
11.4 |  |  | 2185.5818 | 2346.6555 | 1259.9789 | 2418.8363 | 379.4627 | 1114.9181 | 880.5162 | 1058.6973
13.3 |  |  | 2060.7678 | 2346.6555 | 1160.8024 | 2418.8363 | 577.7451 | 1111.4265 | 583.0573 | 1058.6973
11.9 |  |  | 2041.5737 | 2346.6555 | 1110.4683 | 2418.8363 | 642.708 | 1111.1454 | 467.7603 | 1058.6973
11.1 |  |  | 2038.8368 | 2346.6555 | 1098.0988 | 2418.8363 | 688.9597 | 1108.1111 | 409.1392 | 1058.6973
10.8 |  |  | 2062.4648 | 2346.6555 | 1140.9052 | 2418.8363 | 633.1771 | 1102.2961 | 507.7281 | 1058.6973
9.1 |  |  | 2169.7514 | 2346.6555 | 1930.5355 | 2418.8363 | 1024.8326 | 1099.385 | 905.7029 | 1058.6973
8.5 |  |  | 2599.8422 | 2346.6555 | 3715.3602 | 2418.8363 | 1888.0975 | 1096.2257 | 1827.2627 | 1058.6973
8.3 |  |  | 3310.3489 | 2346.6555 | 4608.7007 | 2418.8363 | 1900.4724 | 1095.4175 | 2708.2283 | 1058.6973
8.4 |  |  | 3687.5442 | 2346.6555 | 4040.0012 | 2418.8363 | 1845.9937 | 1090.6648 | 2194.0075 | 1058.6973
8.5 |  |  | 3748.1888 | 2346.6555 | 3695.3919 | 2418.8363 | 1746 | 1090.6426 | 1949.3919 | 1058.6973
9.8 |  |  | 3687.3062 | 2346.6555 | 3668.4561 | 2418.8363 | 1726.3817 | 1088.278 | 1942.0744 | 1058.6973
11.2 |  |  | 3661.3593 | 2346.6555 | 3354.3561 | 2418.8363 | 1613.4022 | 1085.4501 | 1740.9539 | 1058.6973
12 |  |  | 3617.0154 | 2346.6555 | 3197.4756 | 2418.8363 | 1542.4248 | 1083.3254 | 1655.0507 | 1058.6973
12.4 |  |  | 3579.9493 | 2346.6555 | 3088.932 | 2418.8363 | 1478.712 | 1082.0712 | 1610.22 | 1058.6973
12.5 |  |  | 3685.9794 | 2346.6555 | 3201.3071 | 2418.8363 | 1490.9528 | 1080.9839 | 1710.3543 | 1058.6973
12.9 |  |  | 3789.8597 | 2346.6555 | 3291.3379 | 2418.6945 | 1540.3817 | 1079.5273 | 1750.9562 | 1058.6973
12.1 |  |  | 3772.3855 | 2346.6555 | 3820.3719 | 2418.1882 | 1726.382 | 1079.397 | 2093.9898 | 1058.6973
11.3 |  |  | 3597.6711 | 2346.6555 | 4322.9613 | 2418.0156 | 1849.9854 | 1077.7454 | 2472.9759 | 1058.6973
10.8 |  |  | 3603.9699 | 2346.6555 | 4305.6805 | 2413.7067 | 1843.4215 | 1077.6601 | 2462.259 | 1058.6973
10.2 |  |  | 3680.7226 | 2346.6555 | 4223.1284 | 2413.572 | 1845.6094 | 1076.4552 | 2377.519 | 1058.6973
9.9 |  |  | 3661.1294 | 2346.6555 | 4333.4858 | 2409.9282 | 1980.7067 | 1075.8794 | 2352.7791 | 1058.6973
8.8 |  |  | 3450.372 | 2343.1784 | 3903.2956 | 2408.7371 | 1967.6593 | 1073.5644 | 1935.6363 | 1058.6973
8.3 |  |  | 3082.1997 | 2343.1784 | 3556.0051 | 2408.6858 | 1769.7781 | 1073.4617 | 1786.227 | 1058.6973
8.2 |  |  | 2607.7078 | 2343.1784 | 3097.0706 | 2404.4721 | 1642.133 | 1072.3767 | 1454.9376 | 1058.6973
8.1 |  |  | 2185.5818 | 2343.1784 | 2184.9507 | 2403.7099 | 1304.4345 | 1072.1475 | 880.5162 | 1058.6973
8 |  |  | 2060.7678 | 2343.1784 | 1794.5104 | 2402.81 | 1211.4531 | 1066.7601 | 583.0573 | 1058.6973
7.5 |  |  | 2041.5737 | 2343.1784 | 1723.6705 | 2402.5343 | 1255.9101 | 1061.0088 | 467.7603 | 1058.6973
7.5 |  |  | 2038.8368 | 2343.1784 | 1715.1167 | 2401.7997 | 1305.9775 | 1060.0955 | 409.1392 | 1058.6973
7.1 |  |  | 2062.4648 | 2343.1784 | 1935.48 | 2401.3735 | 1427.752 | 1057.6978 | 507.7281 | 1058.6973
6.9 |  |  | 2169.7514 | 2343.1784 | 2413.572 | 2397.4111 | 1507.8692 | 1056.8595 | 905.7029 | 1058.6973
7.1 |  |  | 2599.8422 | 2343.1784 | 4145.9934 | 2396.91 | 2318.7308 | 1054.5642 | 1827.2627 | 1058.6973
7.1 |  |  | 3310.3489 | 2343.1784 | 5077.5896 | 2393.54 | 2369.3613 | 1045.2953 | 2708.2283 | 1058.6973
7.5 |  |  | 3687.5442 | 2343.1784 | 4504.284 | 2392.8764 | 2310.2766 | 1044.959 | 2194.0075 | 1058.6973
8.4 |  |  | 3748.1888 | 2343.1784 | 4016.393 | 2391.259 | 2067.0011 | 1040.3815 | 1949.3919 | 1058.6973
8.9 |  |  | 3687.3062 | 2343.1784 | 3990.276 | 2390.9006 | 2048.2017 | 1037.8646 | 1942.0744 | 1058.6973
9.8 |  |  | 3661.3593 | 2343.1784 | 3718.14 | 2390.8918 | 1977.1861 | 1036.02 | 1740.9539 | 1058.6973
9.8 |  |  | 3617.0154 | 2343.1784 | 3581.9169 | 2390.8198 | 1926.8662 | 1034.5812 | 1655.0507 | 1058.6973
9.5 |  |  | 3579.9493 | 2343.1784 | 3527.8159 | 2390.7511 | 1917.5958 | 1027.8265 | 1610.22 | 1044.1499
10.6 |  |  | 3685.9794 | 2343.1784 | 3535.6781 | 2390.6268 | 1825.3237 | 1026.9115 | 1710.3543 | 1044.1499
9.8 |  |  | 3789.8597 | 2343.1784 | 3738.1499 | 2390.4368 | 1987.1937 | 1024.8326 | 1750.9562 | 1044.1499
9.4 |  |  | 3772.3855 | 2343.1784 | 4245.244 | 2390.4013 | 2151.2542 | 1016.3274 | 2093.9898 | 1044.1499
9.4 |  |  | 3597.6711 | 2343.1784 | 4692.9215 | 2390.2127 | 2219.9456 | 1012.9345 | 2472.9759 | 1044.1499
9.5 |  |  | 3603.9699 | 2343.1784 | 4583.4556 | 2390.1391 | 2121.1966 | 1012.9345 | 2462.259 | 1044.1499
9.5 |  |  | 3680.7226 | 2343.1784 | 4438.8472 | 2390.0738 | 2061.3282 | 1012.9345 | 2377.519 | 1044.1499
8.9 |  |  | 3661.1294 | 2343.1784 | 4546.7108 | 2390.0648 | 2193.9317 | 1012.9345 | 2352.7791 | 1044.1499
8.8 |  |  | 3450.372 | 2343.1784 | 4100.6837 | 2390.0648 | 2165.0474 | 1012.9345 | 1935.6363 | 1044.1499
9.4 |  |  | 3082.1997 | 2327.4422 | 3636.535 | 2390.0648 | 1850.3081 | 1012.9345 | 1786.227 | 1044.1499
9.5 |  |  | 2607.7078 | 2327.4422 | 3078.3948 | 2390.0648 | 1623.4572 | 1012.9345 | 1454.9376 | 1044.1499
9.8 |  |  | 2185.5818 | 2327.4422 | 2190.814 | 2390.0648 | 1310.2978 | 1012.9345 | 880.5162 | 1044.1499
9.6 |  |  | 2060.7678 | 2327.4422 | 1161.8895 | 2390.0648 | 578.8322 | 1012.9345 | 583.0573 | 1044.1499
8.8 |  |  | 2041.5737 | 2327.4422 | 1760.4993 | 2390.0648 | 1292.7389 | 1012.9345 | 467.7603 | 1044.1499
8.6 |  |  | 2038.8368 | 2327.4422 | 1742.9266 | 2390.0648 | 1333.7874 | 1012.9345 | 409.1392 | 1044.1499
8.8 |  |  | 2062.4648 | 2327.4422 | 1896.6652 | 2390.0648 | 1388.9371 | 1012.9339 | 507.7281 | 1044.1499
8.8 |  |  | 2169.7514 | 2327.4422 | 2378.6094 | 2390.0648 | 1472.9065 | 1012.7321 | 905.7029 | 1044.1499
9.2 |  |  | 2599.8422 | 2327.4422 | 4023.0406 | 2390.0648 | 2195.7779 | 1012.4665 | 1827.2627 | 1044.1499
9.3 |  |  | 3310.3489 | 2327.4422 | 4870.6877 | 2390.0648 | 2162.4593 | 1012.3913 | 2708.2283 | 1044.1499
8.9 |  |  | 3687.5442 | 2327.4422 | 4466.8652 | 2390.0648 | 2272.8577 | 1011.1098 | 2194.0075 | 1044.1499
9.1 |  |  | 3748.1888 | 2327.4422 | 3972.5212 | 2390.0648 | 2023.1292 | 1011.1098 | 1949.3919 | 1044.1499
9.4 |  |  | 3687.3062 | 2327.4422 | 3953.5495 | 2390.0648 | 2011.4751 | 998.8817 | 1942.0744 | 1039.0737
9.7 |  |  | 3661.3593 | 2320.0733 | 3723.8695 | 2390.0648 | 1982.9156 | 990.9548 | 1740.9539 | 1039.0737
10.2 |  |  | 3617.0154 | 2320.0733 | 3480.3673 | 2390.0648 | 1825.3166 | 985.4973 | 1655.0507 | 1039.0737
10.7 |  |  | 3579.9493 | 2320.0733 | 3416.4018 | 2390.0648 | 1806.1817 | 975.594 | 1610.22 | 1039.0737
11.1 |  |  | 3685.9794 | 2320.0733 | 3472.872 | 2390.0648 | 1762.5177 | 973.9735 | 1710.3543 | 1039.0737
10 |  |  | 3789.8597 | 2320.0733 | 3698.0521 | 2390.0648 | 1947.0959 | 967.9192 | 1750.9562 | 1039.0737
9.9 |  |  | 3772.3855 | 2320.0733 | 4166.4746 | 2390.0648 | 2072.4847 | 964.5606 | 2093.9898 | 1039.0737
9.5 |  |  | 3597.6711 | 2320.0733 | 4643.4184 | 2390.0648 | 2170.4425 | 959.0606 | 2472.9759 | 1039.0737
9.3 |  |  | 3603.9699 | 2320.0733 | 4545.8385 | 2390.0648 | 2083.5795 | 956.4115 | 2462.259 | 1039.0737
9.1 |  |  | 3680.7226 | 2320.0733 | 4422.5045 | 2390.0648 | 2044.9855 | 955.8727 | 2377.519 | 1039.0737
9.1 |  |  | 3661.1294 | 2320.0733 | 4500.7031 | 2390.0648 | 2147.924 | 947.0544 | 2352.7791 | 1039.0737
9 |  |  | 3450.372 | 2320.0733 | 4026.3462 | 2390.0648 | 2090.7099 | 946.1399 | 1935.6363 | 1039.0737
9.1 |  |  | 3082.1997 | 2320.0733 | 3604.3226 | 2390.0648 | 1818.0957 | 945.2348 | 1786.227 | 1039.0737
9 |  |  | 2607.7078 | 2320.0733 | 3062.7213 | 2390.0648 | 1607.7837 | 944.802 | 1454.9376 | 1039.0737
8.8 |  |  | 2185.5818 | 2320.0733 | 2225.8076 | 2390.0648 | 1345.2914 | 938.6704 | 880.5162 | 1039.0737
8.5 |  |  | 2060.7678 | 2320.0733 | 1832.9225 | 2390.0648 | 1249.8653 | 923.4367 | 583.0573 | 1039.0737
8.4 |  |  | 2041.5737 | 2320.0733 | 1736.3523 | 2390.0648 | 1268.592 | 919.7664 | 467.7603 | 1039.0737
8 |  |  | 2038.8368 | 2320.0733 | 1739.1103 | 2390.0648 | 1329.9711 | 913.149 | 409.1392 | 1039.0737
7.6 |  |  | 2062.4648 | 2320.0733 | 1943.9512 | 2390.0648 | 1436.2231 | 912.7248 | 507.7281 | 1039.0737
7.6 |  |  | 2169.7514 | 2320.0733 | 2449.7681 | 2390.0648 | 1544.0652 | 906.2859 | 905.7029 | 1039.0737
7.3 |  |  | 2599.8422 | 2320.0733 | 4161.941 | 2390.0648 | 2334.6783 | 903.0938 | 1827.2627 | 1039.0737
7.2 |  |  | 3310.3489 | 2320.0733 | 5120.6261 | 2390.0648 | 2412.3978 | 894.5124 | 2708.2283 | 1039.0737
7.3 |  |  | 3687.5442 | 2320.0733 | 4584.7101 | 2390.0648 | 2390.7027 | 873.3412 | 2194.0075 | 1039.0737
8.5 |  |  | 3748.1888 | 2320.0733 | 4047.9327 | 2390.0648 | 2098.5408 | 848.7618 | 1949.3919 | 1039.0737
10.5 |  |  | 3687.3062 | 2320.0733 | 3837.5034 | 2390.0648 | 1895.429 | 848.6085 | 1942.0744 | 1039.0737
10.6 |  |  | 3661.3593 | 2320.0733 | 3612.5722 | 2390.0648 | 1871.6184 | 820.7467 | 1740.9539 | 1039.0737
10.9 |  |  | 3617.0154 | 2320.0733 | 3449.9906 | 2390.0648 | 1794.9398 | 812.1124 | 1655.0507 | 1039.0737
12.2 |  |  | 3579.9493 | 2320.0733 | 3265.0798 | 2390.0648 | 1654.8598 | 796.5772 | 1610.22 | 1039.0737
11.5 |  |  | 3685.9794 | 2320.0733 | 3401.9224 | 2390.0648 | 1691.5681 | 761.5829 | 1710.3543 | 1039.0737
11.3 |  |  | 3789.8597 | 2320.0733 | 3580.3076 | 2390.0648 | 1829.3515 | 758.0351 | 1750.9562 | 1039.0737
11.4 |  |  | 3772.3855 | 2320.0733 | 3986.0856 | 2390.0648 | 1892.0958 | 729.1923 | 2093.9898 | 1039.0737
10.7 |  |  | 3597.6711 | 2320.0733 | 4551.4154 | 2390.0648 | 2078.4395 | 728.9864 | 2472.9759 | 1039.0737
9.6 |  |  | 3603.9699 | 2320.0733 | 4533.1266 | 2390.0648 | 2070.8676 | 728.8266 | 2462.259 | 1039.0737
9.8 |  |  | 3680.7226 | 2320.0733 | 4371.452 | 2390.0648 | 1993.933 | 728.7693 | 2377.519 | 1039.0737
9.7 |  |  | 3661.1294 | 2320.0733 | 4467.2835 | 2390.0648 | 2114.5044 | 728.7289 | 2352.7791 | 1039.0737
9.2 |  |  | 3450.372 | 2320.0733 | 4021.0677 | 2390.0648 | 2085.4314 | 728.663 | 1935.6363 | 1039.0737
8.4 |  |  | 3082.1997 | 2320.0733 | 3652.3696 | 2390.0648 | 1866.1427 | 728.4192 | 1786.227 | 1039.0737
8.5 |  |  | 2607.7078 | 2320.0733 | 3169.8171 | 2390.0648 | 1714.8794 | 728.3242 | 1454.9376 | 1039.0737
7.8 |  |  | 2346.6555 | 2320.0733 | 2654.5678 | 2390.0552 | 1595.8705 | 728.3242 | 1058.6973 | 1039.0737
8.2 |  |  | 2161.8075 | 2320.0733 | 2129.0593 | 2390.0024 | 1408.6009 | 728.3242 | 720.4584 | 1039.0737
8.1 |  |  | 2085.4126 | 2320.0733 | 1860.4109 | 2389.9599 | 1333.0319 | 728.3242 | 527.379 | 1039.0737
8.9 |  |  | 2042.7717 | 2320.0733 | 1690.5431 | 2387.2421 | 1265.6445 | 728.3242 | 424.8986 | 1039.0737
9.4 |  |  | 2040.2062 | 2320.0733 | 1702.085 | 2387.1021 | 1283.3838 | 728.3242 | 418.7012 | 1039.0737
8.2 |  |  | 2048.0696 | 2320.0733 | 1793.995 | 2386.5653 | 1281.6623 | 728.3242 | 512.3326 | 1039.0737
8.1 |  |  | 2151.985 | 2320.0733 | 2557.4033 | 2383.4723 | 1958.236 | 728.2415 | 599.1672 | 1039.0737
8.2 |  |  | 2461.9337 | 2320.0733 | 2949.2182 | 2381.2177 | 1910.1445 | 728.217 | 1039.0737 | 1039.0737
7.6 |  |  | 2877.2007 | 2320.0733 | 3954.3801 | 2378.6094 | 2211.9064 | 728.1859 | 1742.4737 | 1039.0737
10.3 |  |  | 3165.0601 | 2320.0733 | 4668.9635 | 2374.7878 | 2108.1065 | 728.1128 | 2560.857 | 1039.0737
13 |  |  | 3164.7435 | 2320.0733 | 2817.3864 | 2371.5534 | 39.575 | 728.0568 | 2777.8114 | 1039.0737
14.2 |  |  | 3133.1785 | 2320.0733 | 2796.1555 | 2368.5089 | 38.0316 | 727.8278 | 2758.1239 | 1039.0737
15.1 |  |  | 3095.6351 | 2320.0733 | 2477.6222 | 2364.5335 | 41.1064 | 727.6916 | 2436.5158 | 1039.0737
15.6 |  |  | 3111.3285 | 2320.0733 | 2233.3096 | 2364.0639 | 37.8538 | 727.6916 | 2195.4559 | 1039.0737
15.5 |  |  | 3153.287 | 2320.0733 | 2053.5406 | 2359.7004 | 39.7652 | 727.6916 | 2013.7755 | 1039.0737
15.5 |  |  | 3229.4675 | 2320.0733 | 1953.0538 | 2358.5317 | 39.3817 | 727.6916 | 1913.6721 | 1039.0737
14.8 |  |  | 3301.297 | 2320.0733 | 2012.9512 | 2355.5615 | 36.0039 | 727.6916 | 1976.9473 | 1039.0737
13.6 |  |  | 3376.833 | 2320.0733 | 4037.1671 | 2354.1343 | 1754.8983 | 727.6262 | 2282.2688 | 1039.0737
13.1 |  |  | 3505.6927 | 2320.0733 | 2232.988 | 2353.2867 | 35.7672 | 717.2054 | 2197.2207 | 1039.0737
13.2 |  |  | 3588.0767 | 2320.0733 | 2163.3434 | 2353.161 | 33.9895 | 717.1047 | 2129.3539 | 1039.0737
12.6 |  |  | 3537.0971 | 2320.0733 | 2231.2403 | 2353.0429 | 40.635 | 716.8074 | 2190.6053 | 1039.0737
12.8 |  |  | 3307.1462 | 2320.0733 | 1917.902 | 2349.0739 | 41.2719 | 716.789 | 1876.6302 | 1039.0737
13 |  |  | 2971.0933 | 2320.0733 | 1641.6598 | 2348.2457 | 43.6622 | 716.6894 | 1597.9976 | 1039.0737
12.8 |  |  | 2570.7922 | 2320.0733 | 1447.6385 | 2347.5205 | 229.3894 | 716.5041 | 1218.2492 | 1039.0737
11.8 |  |  | 2343.1784 | 2320.0733 | 1349.4589 | 2343.8588 | 290.7616 | 716.4425 | 1058.6973 | 1039.0737
11.1 |  |  | 2159.8604 | 2320.0733 | 1235.0807 | 2342.1258 | 514.6223 | 716.3693 | 720.4584 | 1039.0737
10.9 |  |  | 2083.2355 | 2320.0733 | 1171.4659 | 2340.068 | 644.0869 | 716.2731 | 527.379 | 1039.0737
10.7 |  |  | 2041.6223 | 2316.1177 | 1153.1156 | 2338.5159 | 728.217 | 716.2499 | 424.8986 | 1039.0737
10.4 |  |  | 2038.2145 | 2316.1177 | 1134.9324 | 2338.3659 | 716.2312 | 716.2499 | 418.7012 | 1039.0737
10.4 |  |  | 2045.0139 | 2316.1177 | 1205.2622 | 2336.7819 | 692.9295 | 716.2499 | 512.3326 | 1039.0737
10.1 |  |  | 2145.5263 | 2316.1177 | 2121.5643 | 2336.1469 | 1522.3971 | 716.2499 | 599.1672 | 1039.0737
10.1 |  |  | 2450.6092 | 2316.1177 | 2508.5399 | 2336.0784 | 1469.4662 | 716.2499 | 1039.0737 | 1039.0737
10.3 |  |  | 2848.6074 | 2316.1177 | 3461.4028 | 2334.214 | 1718.929 | 716.2499 | 1742.4737 | 1039.0737
10.6 |  |  | 3110.5949 | 2316.1177 | 4441.9928 | 2333.7768 | 1881.1358 | 716.2312 | 2560.857 | 1039.0737
11.1 |  |  | 3092.1207 | 2316.1177 | 4595.4643 | 2333.5887 | 1817.6529 | 716.1446 | 2777.8114 | 1039.0737
11.4 |  |  | 3058.3923 | 2316.1177 | 4719.0058 | 2331.285 | 1960.8819 | 716.0639 | 2758.1239 | 1039.0737
11.6 |  |  | 3020.0621 | 2316.1177 | 4293.6164 | 2330.2037 | 1857.1006 | 716.0202 | 2436.5158 | 1039.0737
11.6 |  |  | 3036.3484 | 2316.1177 | 4177.2988 | 2329.3824 | 1981.8429 | 715.8093 | 2195.4559 | 1039.0737
11.1 |  |  | 3085.0661 | 2316.1177 | 3856.0267 | 2329.2504 | 1842.2512 | 715.6372 | 2013.7755 | 1039.0737
10.4 |  |  | 3169.5851 | 2316.1177 | 3857.367 | 2328.9814 | 1943.6948 | 715.6372 | 1913.6721 | 1039.0737
10.2 |  |  | 3248.0281 | 2300.2653 | 4112.9072 | 2328.8762 | 2135.9599 | 715.6372 | 1976.9473 | 1039.0737
10.4 |  |  | 3328.3344 | 2300.2653 | 4352.8732 | 2328.5272 | 2070.6044 | 715.6372 | 2282.2688 | 1039.0737
11.4 |  |  | 3468.7702 | 2300.2653 | 4083.4911 | 2328.3113 | 1886.2704 | 715.6372 | 2197.2207 | 1039.0737
11.7 |  |  | 3563.6681 | 2300.2653 | 3848.2958 | 2326.9759 | 1718.9419 | 715.6372 | 2129.3539 | 1039.0737
11.8 |  |  | 3521.924 | 2300.2653 | 3737.6586 | 2326.3712 | 1547.0532 | 702.8909 | 2190.6053 | 1039.0737
11.4 |  |  | 3297.8561 | 2300.2653 | 3536.104 | 2323.295 | 1659.4738 | 699.8523 | 1876.6302 | 1039.0737
11 |  |  | 2964.6324 | 2300.2653 | 1640.4515 | 2322.0654 | 42.4539 | 695.6723 | 1597.9976 | 1039.0737
10.6 |  |  | 2566.1688 | 2300.2653 | 1447.8611 | 2320.1786 | 229.612 | 694.0494 | 1218.2492 | 1039.0737
10.2 |  |  | 2185.5818 | 2300.2653 | 1260.4454 | 2319.6693 | 379.9292 | 692.9295 | 880.5162 | 1039.0737
10.3 |  |  | 2060.7678 | 2300.2653 | 1161.4064 | 2318.1502 | 578.3491 | 691.5128 | 583.0573 | 1039.0737
10.6 |  |  | 2041.5737 | 2300.2653 | 1111.1824 | 2317.3442 | 643.4221 | 689.8983 | 467.7603 | 1039.0737
10.8 |  |  | 2038.8368 | 2300.2653 | 1098.7661 | 2315.6575 | 689.6269 | 689.642 | 409.1392 | 1039.0737
10.9 |  |  | 2062.4648 | 2300.2653 | 1141.6163 | 2315.6575 | 633.8882 | 689.6269 | 507.7281 | 1039.0737
11 |  |  | 2169.7514 | 2300.2653 | 1337.4208 | 2315.6575 | 431.7179 | 689.5694 | 905.7029 | 1039.0737
10.8 |  |  | 2599.8422 | 2300.2653 | 2152.9418 | 2315.6575 | 325.6791 | 689.4918 | 1827.2627 | 1039.0737
10.9 |  |  | 3310.3489 | 2295.8953 | 2814.3976 | 2315.6575 | 106.1693 | 689.4022 | 2708.2283 | 1039.0737
10.9 |  |  | 3687.5442 | 2295.3477 | 4115.2785 | 2315.6575 | 1921.271 | 689.3859 | 2194.0075 | 1039.0737
14.1 |  |  | 3748.1888 | 2295.3477 | 2031.6677 | 2315.6575 | 82.2758 | 689.3557 | 1949.3919 | 1039.0737
15 |  |  | 3687.3062 | 2295.3477 | 2026.5364 | 2315.6575 | 84.4621 | 689.2273 | 1942.0744 | 1039.0737
15.9 |  |  | 3682.9823 | 2295.3477 | 1882.2775 | 2315.6575 | 141.3236 | 689.2235 | 1740.9539 | 1039.0737
16.7 |  |  | 3648.8219 | 2295.3477 | 1826.0205 | 2315.6575 | 170.9698 | 689.2045 | 1655.0507 | 1039.0737
17.4 |  |  | 3653.4631 | 2295.3477 | 1716.1839 | 2315.6575 | 105.9638 | 689.1714 | 1610.22 | 1039.0737
18.2 |  |  | 3780.3484 | 2295.3477 | 1786.9532 | 2315.6575 | 76.5989 | 689.0575 | 1710.3543 | 1039.0737
18.5 |  |  | 3894.9445 | 2295.3477 | 1812.1177 | 2314.619 | 61.1616 | 688.9747 | 1750.9562 | 1039.0737
18.5 |  |  | 3786.4655 | 2295.3477 | 2143.9392 | 2314.619 | 49.9494 | 688.9597 | 2093.9898 | 1039.0737
17.1 |  |  | 3599.7929 | 2295.3477 | 2520.2429 | 2314.619 | 47.267 | 688.9028 | 2472.9759 | 1039.0737
15.7 |  |  | 3603.9699 | 2294.7593 | 2506.6257 | 2314.619 | 44.3667 | 688.9028 | 2462.259 | 905.7029
15.1 |  |  | 3680.7226 | 2294.7593 | 2418.8363 | 2314.619 | 41.3173 | 688.9028 | 2377.519 | 905.7029
14.5 |  |  | 3661.1294 | 2294.7593 | 2390.0648 | 2314.619 | 37.2857 | 688.9028 | 2352.7791 | 905.7029
14.1 |  |  | 3450.372 | 2293.0193 | 1977.4076 | 2314.619 | 41.7713 | 688.9028 | 1935.6363 | 905.7029
14 |  |  | 3082.1997 | 2293.0193 | 1834.5282 | 2314.619 | 48.3012 | 688.9028 | 1786.227 | 905.7029
13.9 |  |  | 2607.7078 | 2293.0193 | 1546.5115 | 2314.619 | 91.5739 | 688.9028 | 1454.9376 | 905.7029
13.7 |  |  | 2185.5818 | 2293.0193 | 1259.9789 | 2312.3627 | 379.4627 | 688.9028 | 880.5162 | 905.7029
13.6 |  |  | 2060.7678 | 2293.0193 | 1160.8024 | 2311.541 | 577.7451 | 688.9028 | 583.0573 | 905.7029
13.4 |  |  | 2041.5737 | 2293.0193 | 1110.5211 | 2310.8013 | 642.7607 | 688.9028 | 467.7603 | 905.7029
13.6 |  |  | 2038.8368 | 2292.4182 | 1098.042 | 2310.8013 | 688.9028 | 688.9028 | 409.1392 | 905.7029
13.9 |  |  | 2062.4648 | 2290.136 | 1140.6001 | 2309.4961 | 632.872 | 688.9028 | 507.7281 | 905.7029
14.3 |  |  | 2169.7514 | 2290.136 | 1336.6722 | 2309.4961 | 430.9694 | 688.9028 | 905.7029 | 905.7029
13.8 |  |  | 2599.8422 | 2290.136 | 2151.8569 | 2309.4961 | 324.5943 | 688.9028 | 1827.2627 | 905.7029
13.7 |  |  | 3310.3489 | 2284.0231 | 2813.5766 | 2309.4961 | 105.3482 | 688.9028 | 2708.2283 | 905.7029
13.7 |  |  | 3687.5442 | 2284.0231 | 2290.1465 | 2309.4961 | 96.1391 | 688.9028 | 2194.0075 | 905.7029
15.1 |  |  | 3748.1888 | 2284.0231 | 2031.6677 | 2309.4961 | 82.2758 | 688.9028 | 1949.3919 | 905.7029
16.1 |  |  | 3712.7857 | 2284.0231 | 2026.5364 | 2309.4961 | 84.4621 | 688.9028 | 1942.0744 | 905.7029
16 |  |  | 3686.4784 | 2284.0231 | 1882.2775 | 2309.4961 | 141.3236 | 688.9028 | 1740.9539 | 905.7029
16 |  |  | 3622.3831 | 2284.0231 | 1826.0205 | 2309.2165 | 170.9698 | 688.9028 | 1655.0507 | 905.7029
15.9 |  |  | 3586.5734 | 2284.0231 | 1716.1839 | 2306.7612 | 105.9638 | 688.9028 | 1610.22 | 905.7029
15.8 |  |  | 3690.5809 | 2284.0231 | 1786.9532 | 2305.6784 | 76.5989 | 688.9028 | 1710.3543 | 905.7029
15.8 |  |  | 3794.8686 | 2284.0231 | 1812.1177 | 2305.6784 | 61.1616 | 688.9028 | 1750.9562 | 905.7029
15.7 |  |  | 3773.7229 | 2284.0231 | 2143.9392 | 2305.6784 | 49.9494 | 688.9028 | 2093.9898 | 905.7029
14.7 |  |  | 3597.6711 | 2274.0787 | 2520.2429 | 2295.0031 | 47.267 | 688.9028 | 2472.9759 | 905.7029
14.2 |  |  | 3603.9699 | 2274.0787 | 2506.6257 | 2291.2239 | 44.3667 | 688.9028 | 2462.259 | 905.7029
13.7 |  |  | 3680.7226 | 2274.0787 | 2418.8363 | 2291.1961 | 41.3173 | 688.9028 | 2377.519 | 905.7029
13.2 |  |  | 3661.1294 | 2274.0787 | 2390.0648 | 2290.9572 | 37.2857 | 688.9028 | 2352.7791 | 905.7029
11.9 |  |  | 3450.372 | 2274.0787 | 1977.4076 | 2290.8586 | 41.7713 | 688.6944 | 1935.6363 | 905.7029
10.5 |  |  | 3082.1997 | 2274.0787 | 3173.3438 | 2290.8075 | 1387.1168 | 688.6914 | 1786.227 | 905.7029
11.7 |  |  | 2607.7078 | 2262.6761 | 1546.5115 | 2290.7951 | 91.5739 | 688.3347 | 1454.9376 | 905.7029
11.8 |  |  | 2185.5818 | 2262.6761 | 1259.9789 | 2290.6515 | 379.4627 | 687.3136 | 880.5162 | 905.7029
11.9 |  |  | 2060.7678 | 2262.6761 | 1160.8024 | 2290.5714 | 577.7451 | 686.9832 | 583.0573 | 905.7029
11.9 |  |  | 2041.5737 | 2262.6761 | 1110.413 | 2290.456 | 642.6526 | 685.7702 | 467.7603 | 905.7029
12 |  |  | 2038.8368 | 2262.6761 | 1098.042 | 2290.4521 | 688.9028 | 684.5409 | 409.1392 | 905.7029
12.1 |  |  | 2062.4648 | 2262.6761 | 1140.6001 | 2290.4342 | 632.872 | 683.0194 | 507.7281 | 905.7029
12.2 |  |  | 2169.7514 | 2262.6761 | 1336.6722 | 2290.4312 | 430.9694 | 675.3603 | 905.7029 | 905.7029
12.2 |  |  | 2599.8422 | 2262.6761 | 2151.8569 | 2290.4281 | 324.5943 | 674.1738 | 1827.2627 | 905.7029
12.2 |  |  | 3310.3489 | 2262.6761 | 2812.8152 | 2290.3972 | 104.5869 | 657.7615 | 2708.2283 | 905.7029
12.2 |  |  | 3687.5442 | 2262.6761 | 2289.7979 | 2290.3195 | 95.7905 | 657.7615 | 2194.0075 | 905.7029
12.7 |  |  | 3748.1888 | 2262.6761 | 2031.4451 | 2290.1465 | 82.0532 | 657.7615 | 1949.3919 | 905.7029
13.2 |  |  | 3687.3062 | 2262.6761 | 2026.0028 | 2290.1465 | 83.9285 | 657.7615 | 1942.0744 | 905.7029
14.7 |  |  | 3661.3593 | 2262.6761 | 1882.2775 | 2290.1465 | 141.3236 | 657.7615 | 1740.9539 | 905.7029
14.7 |  |  | 3617.0154 | 2260.729 | 1826.0205 | 2290.1465 | 170.9698 | 657.7615 | 1655.0507 | 905.7029
14.7 |  |  | 3579.9493 | 2260.729 | 1716.1839 | 2290.1465 | 105.9638 | 657.7615 | 1610.22 | 905.7029
14.5 |  |  | 3685.9794 | 2260.729 | 1786.9532 | 2290.1465 | 76.5989 | 657.7615 | 1710.3543 | 905.7029
13.9 |  |  | 3789.8597 | 2260.729 | 3172.6566 | 2290.1465 | 1421.7004 | 657.7615 | 1750.9562 | 905.7029
13.3 |  |  | 3772.3855 | 2260.729 | 3679.157 | 2290.1465 | 1585.1672 | 657.7385 | 2093.9898 | 905.7029
12.8 |  |  | 3597.6711 | 2260.729 | 4159.1567 | 2290.1465 | 1686.1808 | 656.0793 | 2472.9759 | 905.7029
12.2 |  |  | 3603.9699 | 2260.729 | 4087.0683 | 2290.1465 | 1624.8093 | 655.9877 | 2462.259 | 905.7029
11.6 |  |  | 3680.7226 | 2260.729 | 2418.8363 | 2290.1465 | 41.3173 | 655.9169 | 2377.519 | 905.7029
11.8 |  |  | 3661.1294 | 2260.729 | 2390.0552 | 2290.1465 | 37.2761 | 655.9169 | 2352.7791 | 905.7029
12 |  |  | 3450.372 | 2260.729 | 1977.4076 | 2290.1465 | 41.7713 | 655.9169 | 1935.6363 | 905.7029
10.5 |  |  | 3082.1997 | 2260.729 | 3264.3034 | 2290.1465 | 1478.0764 | 655.9169 | 1786.227 | 905.7029
11.5 |  |  | 2607.7078 | 2260.729 | 1546.5115 | 2290.1465 | 91.5739 | 655.9169 | 1454.9376 | 905.7029
11.5 |  |  | 2185.5818 | 2260.729 | 1259.9789 | 2290.1465 | 379.4627 | 655.9169 | 880.5162 | 905.7029
11.4 |  |  | 2060.7678 | 2244.4241 | 1160.8024 | 2290.1465 | 577.7451 | 655.8692 | 583.0573 | 905.7029
11.3 |  |  | 2041.5737 | 2237.9654 | 1110.758 | 2290.1465 | 642.9977 | 655.8143 | 467.7603 | 905.7029
11.2 |  |  | 2038.8368 | 2185.5818 | 1098.3664 | 2290.1465 | 689.2273 | 650.6977 | 409.1392 | 905.7029
11.2 |  |  | 2062.4648 | 2185.5818 | 1141.2127 | 2290.1465 | 633.4846 | 650.6709 | 507.7281 | 905.7029
11.1 |  |  | 2169.7514 | 2185.5818 | 1337.2057 | 2290.1465 | 431.5028 | 650.5156 | 905.7029 | 905.7029
11.3 |  |  | 2599.8422 | 2185.5818 | 2152.1373 | 2290.1465 | 324.8746 | 650.4679 | 1827.2627 | 905.7029
11.5 |  |  | 3310.3489 | 2185.5818 | 2813.5934 | 2290.1465 | 105.3651 | 650.4679 | 2708.2283 | 905.7029
11.7 |  |  | 3687.5442 | 2185.5818 | 2290.456 | 2290.1465 | 96.4485 | 650.4679 | 2194.0075 | 905.7029
12.3 |  |  | 3748.1888 | 2185.5818 | 2032.023 | 2290.1465 | 82.6311 | 650.4679 | 1949.3919 | 905.7029
12.8 |  |  | 3687.3062 | 2185.5818 | 2026.3852 | 2290.1465 | 84.3108 | 650.4679 | 1942.0744 | 905.7029
13.4 |  |  | 3661.3593 | 2185.5818 | 1881.9543 | 2290.1465 | 141.0004 | 650.4679 | 1740.9539 | 905.7029
13.9 |  |  | 3617.0154 | 2185.5818 | 1825.5342 | 2290.1465 | 170.4835 | 650.4679 | 1655.0507 | 905.7029
14.5 |  |  | 3579.9493 | 2185.5818 | 1716.1839 | 2290.1465 | 105.9638 | 650.4116 | 1610.22 | 905.7029
14.3 |  |  | 3685.9794 | 2185.5818 | 1786.9532 | 2290.1465 | 76.5989 | 650.2515 | 1710.3543 | 905.7029
14.2 |  |  | 3789.8597 | 2185.5818 | 1812.1177 | 2290.1465 | 61.1616 | 649.9799 | 1750.9562 | 905.7029
14 |  |  | 3772.3855 | 2185.5818 | 2143.9392 | 2290.1465 | 49.9494 | 649.9302 | 2093.9898 | 905.7029
13.4 |  |  | 3597.6711 | 2185.5818 | 4140.4575 | 2290.1465 | 1667.4815 | 649.9302 | 2472.9759 | 905.7029
12.8 |  |  | 3603.9699 | 2185.5818 | 4075.3931 | 2290.1442 | 1613.1341 | 649.9302 | 2462.259 | 905.7029
12.2 |  |  | 3680.7226 | 2185.5818 | 2418.8363 | 2290.0656 | 41.3173 | 649.9302 | 2377.519 | 905.7029
12.1 |  |  | 3661.1294 | 2185.5818 | 2390.0648 | 2290.0368 | 37.2857 | 644.311 | 2352.7791 | 905.7029
12.1 |  |  | 3450.372 | 2185.5818 | 1977.4076 | 2289.7979 | 41.7713 | 644.189 | 1935.6363 | 905.7029
12.2 |  |  | 3082.1997 | 2185.5818 | 1834.5282 | 2289.4753 | 48.3012 | 644.0869 | 1786.227 | 905.7029
12.3 |  |  | 2607.7078 | 2185.5818 | 1546.5115 | 2289.1657 | 91.5739 | 644.0074 | 1454.9376 | 905.7029
12.5 |  |  | 2185.5818 | 2185.5818 | 1259.9789 | 2289.1482 | 379.4627 | 643.9187 | 880.5162 | 905.7029
12.6 |  |  | 2060.7678 | 2185.5818 | 1160.8024 | 2289.0843 | 577.7451 | 643.914 | 583.0573 | 905.7029
12.7 |  |  | 2041.5737 | 2185.5818 | 1110.5211 | 2288.7052 | 642.7607 | 643.9127 | 467.7603 | 905.7029
12.9 |  |  | 2038.8368 | 2185.5818 | 1098.042 | 2288.4794 | 688.9028 | 643.9058 | 409.1392 | 905.7029
13.2 |  |  | 2062.4648 | 2185.5818 | 1140.6001 | 2288.0156 | 632.872 | 643.903 | 507.7281 | 905.7029
13.4 |  |  | 2169.7514 | 2185.5818 | 1336.6722 | 2278.9489 | 430.9694 | 643.8743 | 905.7029 | 905.7029
13.5 |  |  | 2599.8422 | 2185.5818 | 2151.8569 | 2268.875 | 324.5943 | 643.7021 | 1827.2627 | 905.7029
13.7 |  |  | 3310.3489 | 2185.5818 | 2813.5766 | 2265.3033 | 105.3482 | 643.6841 | 2708.2283 | 905.7029
13.8 |  |  | 3687.5442 | 2185.5818 | 2290.1465 | 2265.2651 | 96.1391 | 643.6587 | 2194.0075 | 905.7029
14 |  |  | 3748.1888 | 2185.5818 | 2031.6677 | 2265.1162 | 82.2758 | 643.6587 | 1949.3919 | 905.7029
14.5 |  |  | 3687.3062 | 2185.5818 | 2026.5364 | 2264.045 | 84.4621 | 643.6587 | 1942.0744 | 905.7029
15 |  |  | 3661.3593 | 2185.5818 | 1882.2775 | 2263.5606 | 141.3236 | 643.6587 | 1740.9539 | 905.7029
15.5 |  |  | 3617.0154 | 2185.5818 | 1826.0205 | 2263.1071 | 170.9698 | 643.6587 | 1655.0507 | 905.7029
16 |  |  | 3591.0327 | 2185.5818 | 1716.1839 | 2261.5678 | 105.9638 | 643.617 | 1610.22 | 905.7029
15.8 |  |  | 3690.5809 | 2185.5818 | 1786.9532 | 2261.4795 | 76.5989 | 643.5951 | 1710.3543 | 905.7029
15.5 |  |  | 3789.8597 | 2185.5818 | 1812.1177 | 2254.3523 | 61.1616 | 643.5951 | 1750.9562 | 905.7029
15.3 |  |  | 3772.3855 | 2185.5818 | 2143.9392 | 2254.0941 | 49.9494 | 643.5951 | 2093.9898 | 905.7029
14.6 |  |  | 3597.6711 | 2185.5818 | 2520.2429 | 2253.0545 | 47.267 | 643.5951 | 2472.9759 | 905.7029
14 |  |  | 3603.9699 | 2185.5818 | 2506.6257 | 2252.63 | 44.3667 | 643.5951 | 2462.259 | 905.7029
13.3 |  |  | 3680.7226 | 2185.5818 | 2418.8363 | 2248.2014 | 41.3173 | 643.5951 | 2377.519 | 905.7029
13.2 |  |  | 3661.1294 | 2185.5818 | 2390.0648 | 2247.1509 | 37.2857 | 643.5951 | 2352.7791 | 905.7029
13.1 |  |  | 3450.372 | 2185.5818 | 1977.4076 | 2246.4794 | 41.7713 | 643.5951 | 1935.6363 | 905.7029
13 |  |  | 3082.1997 | 2185.5818 | 1834.5282 | 2244.9469 | 48.3012 | 643.5472 | 1786.227 | 905.7029
12.9 |  |  | 2607.7078 | 2185.5818 | 1546.5115 | 2243.3888 | 91.5739 | 643.5212 | 1454.9376 | 905.7029
12.8 |  |  | 2346.6555 | 2185.5818 | 1349.4976 | 2242.6934 | 290.8002 | 643.4878 | 1058.6973 | 905.7029
12.7 |  |  | 2161.8075 | 2185.5818 | 1235.0092 | 2242.3382 | 514.5508 | 643.4221 | 720.4584 | 905.7029
12.6 |  |  | 2085.4126 | 2185.5818 | 1170.9742 | 2240.7733 | 643.5951 | 643.4083 | 527.379 | 905.7029
12.1 |  |  | 2042.7717 | 2185.5818 | 1153.2228 | 2239.8533 | 728.3242 | 643.3938 | 424.8986 | 905.7029
11.7 |  |  | 2040.2062 | 2185.5818 | 1135.1437 | 2236.2587 | 716.4425 | 643.3595 | 418.7012 | 905.7029
11.2 |  |  | 2048.0696 | 2185.5818 | 1163.0036 | 2234.1081 | 650.6709 | 643.3335 | 512.3326 | 905.7029
11.4 |  |  | 2151.985 | 2185.5818 | 1722.0416 | 2233.3096 | 1122.8743 | 643.3254 | 599.1672 | 905.7029
11.5 |  |  | 2461.9337 | 2185.5818 | 1696.8122 | 2233.3096 | 657.7385 | 643.3111 | 1039.0737 | 905.7029
11.2 |  |  | 2877.2007 | 2185.5818 | 3260.9015 | 2233.3096 | 1518.4277 | 643.2954 | 1742.4737 | 905.7029
11 |  |  | 3165.0601 | 2185.5818 | 4363.4876 | 2233.3096 | 1802.6306 | 643.2111 | 2560.857 | 905.7029
11 |  |  | 3164.7435 | 2185.5818 | 4539.0697 | 2233.3096 | 1761.2583 | 643.2039 | 2777.8114 | 905.7029
11.6 |  |  | 3133.1785 | 2185.5818 | 4669.2511 | 2233.3096 | 1911.1272 | 643.1891 | 2758.1239 | 905.7029
12.2 |  |  | 3095.6351 | 2185.5818 | 4217.3992 | 2233.3096 | 1780.8834 | 643.1849 | 2436.5158 | 905.7029
12.9 |  |  | 3111.3285 | 2185.5818 | 4032.7106 | 2233.3096 | 1837.2548 | 643.1654 | 2195.4559 | 905.7029
12.8 |  |  | 3153.287 | 2185.5818 | 3705.2887 | 2233.3096 | 1691.5133 | 643.1502 | 2013.7755 | 905.7029
12.6 |  |  | 3229.4675 | 2185.5818 | 3586.9194 | 2233.3096 | 1673.2472 | 643.115 | 1913.6721 | 905.7029
12.5 |  |  | 3301.297 | 2185.5818 | 3816.299 | 2233.3096 | 1839.3518 | 643.0891 | 1976.9473 | 905.7029
12 |  |  | 3376.833 | 2185.5818 | 4144.2418 | 2233.3096 | 1861.973 | 642.9977 | 2282.2688 | 905.7029
11.5 |  |  | 3505.6927 | 2185.5818 | 4029.8714 | 2233.3096 | 1832.6507 | 642.9612 | 2197.2207 | 905.7029
10.9 |  |  | 3588.0767 | 2185.5818 | 3932.8374 | 2232.988 | 1803.4836 | 642.9096 | 2129.3539 | 905.7029
10.9 |  |  | 3537.0971 | 2185.5818 | 3845.2695 | 2232.988 | 1654.6641 | 642.9093 | 2190.6053 | 905.7029
10.9 |  |  | 3307.1462 | 2185.5818 | 3628.7744 | 2232.988 | 1752.1442 | 642.8156 | 1876.6302 | 905.7029
11 |  |  | 2971.0933 | 2185.5818 | 1641.6598 | 2232.988 | 43.6622 | 642.7607 | 1597.9976 | 905.7029
11 |  |  | 2570.7922 | 2185.5818 | 1447.6385 | 2232.988 | 229.3894 | 642.7607 | 1218.2492 | 905.7029
11.5 |  |  | 2343.1784 | 2185.5818 | 1349.4589 | 2232.988 | 290.7616 | 642.7607 | 1058.6973 | 905.7029
10.8 |  |  | 2159.8604 | 2185.5818 | 1206.8723 | 2232.988 | 486.414 | 642.7607 | 720.4584 | 905.7029
10.1 |  |  | 2083.2355 | 2185.5818 | 1146.5739 | 2232.988 | 619.1948 | 642.7607 | 527.379 | 905.7029
10 |  |  | 2041.6223 | 2185.5818 | 1153.3178 | 2232.988 | 728.4192 | 642.7607 | 424.8986 | 905.7029
9.8 |  |  | 2038.2145 | 2185.5818 | 1494.5806 | 2232.988 | 1075.8794 | 642.7607 | 418.7012 | 905.7029
9.7 |  |  | 2045.0139 | 2185.5818 | 1457.5674 | 2232.988 | 945.2348 | 642.7607 | 512.3326 | 905.7029
10.2 |  |  | 2145.5263 | 2185.5818 | 2230.0575 | 2232.988 | 1630.8902 | 642.7607 | 599.1672 | 905.7029
10.8 |  |  | 2450.6092 | 2185.5818 | 2628.9327 | 2232.988 | 1589.8591 | 642.7607 | 1039.0737 | 905.7029
11.4 |  |  | 2848.6074 | 2185.5818 | 3451.1592 | 2232.4726 | 1708.6855 | 642.7607 | 1742.4737 | 905.7029
12 |  |  | 3110.5949 | 2185.5818 | 4344.9203 | 2232.4726 | 1784.0633 | 642.7607 | 2560.857 | 905.7029
13.2 |  |  | 3092.1207 | 2185.5818 | 2812.8556 | 2232.4726 | 35.0442 | 642.7607 | 2777.8114 | 905.7029
13.5 |  |  | 3058.3923 | 2185.5818 | 2790.5696 | 2232.4726 | 32.4458 | 642.7607 | 2758.1239 | 905.7029
14.2 |  |  | 3020.0621 | 2185.5818 | 2471.5769 | 2232.4726 | 35.0611 | 642.7607 | 2436.5158 | 905.7029
15 |  |  | 3036.3484 | 2185.5818 | 2226.8849 | 2232.4726 | 31.4291 | 642.7607 | 2195.4559 | 905.7029
14.7 |  |  | 3085.0661 | 2185.5818 | 2047.3012 | 2232.4726 | 33.5257 | 642.7607 | 2013.7755 | 905.7029
14.5 |  |  | 3169.5851 | 2185.5818 | 1946.7818 | 2232.4726 | 33.1096 | 642.7607 | 1913.6721 | 905.7029
14.2 |  |  | 3248.0281 | 2185.5818 | 2007.3172 | 2232.4726 | 30.37 | 642.7607 | 1976.9473 | 905.7029
12.9 |  |  | 3328.3344 | 2185.5818 | 4068.443 | 2232.4726 | 1786.1742 | 642.7607 | 2282.2688 | 905.7029
11.6 |  |  | 3468.7702 | 2185.5818 | 4034.6856 | 2232.4726 | 1837.4649 | 642.7607 | 2197.2207 | 905.7029
11.4 |  |  | 3563.6681 | 2185.5818 | 3911.5438 | 2232.4726 | 1782.19 | 642.7607 | 2129.3539 | 905.7029
11.3 |  |  | 3521.924 | 2185.5818 | 3743.8413 | 2232.4726 | 1553.236 | 642.7607 | 2190.6053 | 905.7029
11.1 |  |  | 3297.8561 | 2185.5818 | 3536.3655 | 2231.7902 | 1659.7353 | 642.7607 | 1876.6302 | 905.7029
10.8 |  |  | 2964.6324 | 2185.5818 | 2874.9404 | 2231.2403 | 1276.9428 | 642.7607 | 1597.9976 | 905.7029
10.5 |  |  | 2566.1688 | 2185.5818 | 1447.7184 | 2231.2403 | 229.4693 | 642.7607 | 1218.2492 | 905.7029
10.1 |  |  | 2185.5818 | 2185.5818 | 1260.2443 | 2231.2403 | 379.7281 | 642.7607 | 880.5162 | 905.7029
9.8 |  |  | 2060.7678 | 2185.5818 | 1161.239 | 2231.2403 | 578.1817 | 642.7607 | 583.0573 | 905.7029
9.5 |  |  | 2041.5737 | 2185.5818 | 1111.0715 | 2231.2403 | 643.3111 | 642.7607 | 467.7603 | 905.7029
9.2 |  |  | 2038.8368 | 2185.5818 | 1436.0507 | 2231.2403 | 1026.9115 | 642.7607 | 409.1392 | 905.7029
9.2 |  |  | 2062.4648 | 2185.5818 | 1634.795 | 2231.2403 | 1127.0669 | 642.7607 | 507.7281 | 905.7029
9.2 |  |  | 2169.7514 | 2185.5818 | 2114.8106 | 2231.2403 | 1209.1077 | 642.708 | 905.7029 | 905.7029
9.4 |  |  | 2599.8422 | 2185.5818 | 3822.383 | 2231.2403 | 1995.1204 | 642.6766 | 1827.2627 | 905.7029
9.6 |  |  | 3310.3489 | 2185.5818 | 4643.8842 | 2231.2403 | 1935.6558 | 642.6526 | 2708.2283 | 905.7029
9.8 |  |  | 3687.5442 | 2185.5818 | 4100.7438 | 2231.2403 | 1906.7363 | 642.4639 | 2194.0075 | 905.7029
10 |  |  | 3748.1888 | 2185.5818 | 3679.0533 | 2231.2403 | 1729.6613 | 642.3743 | 1949.3919 | 905.7029
10.2 |  |  | 3687.3062 | 2185.5818 | 3704.0425 | 2230.1923 | 1761.9681 | 642.2211 | 1942.0744 | 905.7029
10.7 |  |  | 3661.3593 | 2185.5818 | 3477.5141 | 2230.0575 | 1736.5603 | 635.2763 | 1740.9539 | 905.7029
11.2 |  |  | 3617.0154 | 2185.5818 | 3321.8861 | 2228.8179 | 1666.8354 | 633.8882 | 1655.0507 | 905.7029
12.5 |  |  | 3579.9493 | 2185.5818 | 3149.5472 | 2228.1539 | 1539.3272 | 633.7424 | 1610.22 | 905.7029
12.8 |  |  | 3685.9794 | 2185.5818 | 3226.4963 | 2228.1539 | 1516.1419 | 633.6685 | 1710.3543 | 905.7029
13.1 |  |  | 3789.8597 | 2185.5818 | 3310.6079 | 2228.1539 | 1559.6518 | 633.6321 | 1750.9562 | 905.7029
13.3 |  |  | 3772.3855 | 2185.5818 | 3766.0045 | 2228.1539 | 1672.0147 | 633.6084 | 2093.9898 | 905.7029
12.6 |  |  | 3597.6711 | 2185.5818 | 4269.7896 | 2228.1539 | 1796.8137 | 633.4846 | 2472.9759 | 905.7029
11.8 |  |  | 3603.9699 | 2185.5818 | 4225.3502 | 2228.1539 | 1763.0912 | 633.4476 | 2462.259 | 905.7029
12.2 |  |  | 3680.7226 | 2185.5818 | 2418.8363 | 2228.1539 | 41.3173 | 633.4297 | 2377.519 | 905.7029
11.9 |  |  | 3661.1294 | 2185.5818 | 2390.4013 | 2228.1539 | 37.6222 | 633.3389 | 2352.7791 | 905.7029
11.6 |  |  | 3450.372 | 2185.5818 | 1977.4076 | 2228.1539 | 41.7713 | 633.2763 | 1935.6363 | 905.7029
11.2 |  |  | 3082.1997 | 2185.5818 | 1834.5282 | 2228.1539 | 48.3012 | 633.1771 | 1786.227 | 905.7029
10.8 |  |  | 2607.7078 | 2185.5818 | 2857.6557 | 2228.1539 | 1402.7181 | 632.9226 | 1454.9376 | 905.7029
10.4 |  |  | 2185.5818 | 2185.5818 | 1260.4128 | 2228.1539 | 379.8966 | 632.8995 | 880.5162 | 905.7029
9.9 |  |  | 2060.7678 | 2185.5818 | 1161.4154 | 2228.1539 | 578.3581 | 632.872 | 583.0573 | 905.7029
9.5 |  |  | 2041.5737 | 2185.5818 | 1111.2482 | 2227.8767 | 643.4878 | 632.872 | 467.7603 | 905.7029
9 |  |  | 2038.8368 | 2185.5818 | 1520.2846 | 2227.8767 | 1111.1454 | 632.872 | 409.1392 | 905.7029
8.6 |  |  | 2062.4648 | 2185.5818 | 1737.2869 | 2227.8767 | 1229.5589 | 632.872 | 507.7281 | 905.7029
8.1 |  |  | 2169.7514 | 2185.5818 | 2265.2651 | 2227.8767 | 1359.5623 | 632.872 | 905.7029 | 905.7029
7.7 |  |  | 2599.8422 | 2185.5818 | 4005.8806 | 2227.8767 | 2178.6179 | 632.872 | 1827.2627 | 905.7029
7.2 |  |  | 3310.3489 | 2185.5818 | 4912.3906 | 2227.8767 | 2204.1622 | 632.872 | 2708.2283 | 905.7029
7.9 |  |  | 3687.5442 | 2173.2101 | 4304.369 | 2227.8767 | 2110.3615 | 632.872 | 2194.0075 | 905.7029
8.7 |  |  | 3748.1888 | 2173.2101 | 3900.9589 | 2227.8767 | 1951.567 | 632.872 | 1949.3919 | 905.7029
9.4 |  |  | 3687.3062 | 2173.2101 | 3870.6036 | 2227.8767 | 1928.5292 | 632.872 | 1942.0744 | 905.7029
10.2 |  |  | 3661.3593 | 2173.2101 | 3551.8193 | 2227.8767 | 1810.8654 | 632.872 | 1740.9539 | 905.7029
10.9 |  |  | 3617.0154 | 2173.2101 | 3374.7484 | 2227.8767 | 1719.6977 | 632.872 | 1655.0507 | 905.7029
11.7 |  |  | 3579.9493 | 2173.2101 | 3231.6746 | 2227.5151 | 1621.4546 | 632.872 | 1610.22 | 905.7029
11.1 |  |  | 3685.9794 | 2173.2101 | 3432.3337 | 2227.5151 | 1721.9794 | 632.872 | 1710.3543 | 905.7029
10.6 |  |  | 3789.8597 | 2173.2101 | 3610.2946 | 2227.5151 | 1859.3384 | 632.872 | 1750.9562 | 905.7029
10.1 |  |  | 3772.3855 | 2173.2101 | 4115.567 | 2227.5151 | 2021.5772 | 632.872 | 2093.9898 | 905.7029
9.5 |  |  | 3597.6711 | 2173.2101 | 4614.6071 | 2227.5151 | 2141.6312 | 632.872 | 2472.9759 | 905.7029
9.4 |  |  | 3603.9699 | 2173.2101 | 4509.2562 | 2227.5151 | 2046.9972 | 632.872 | 2462.259 | 905.7029
9.2 |  |  | 3680.7226 | 2173.2101 | 4394.0108 | 2227.5151 | 2016.4918 | 632.872 | 2377.519 | 905.7029
9.1 |  |  | 3661.1294 | 2173.2101 | 4486.0405 | 2227.5151 | 2133.2614 | 632.872 | 2352.7791 | 905.7029
9.1 |  |  | 3450.372 | 2173.2101 | 4013.4645 | 2227.2436 | 2077.8282 | 632.872 | 1935.6363 | 905.7029
9.1 |  |  | 3082.1997 | 2173.2101 | 3602.5255 | 2227.2436 | 1816.2985 | 632.872 | 1786.227 | 905.7029
9 |  |  | 2607.7078 | 2170.8996 | 3064.3374 | 2226.8849 | 1609.3998 | 632.872 | 1454.9376 | 905.7029
9 |  |  | 2185.5818 | 2170.8996 | 2183.8858 | 2226.8849 | 1303.3696 | 632.872 | 880.5162 | 905.7029
8.7 |  |  | 2060.7678 | 2170.8996 | 1822.4757 | 2226.8849 | 1239.4184 | 632.872 | 583.0573 | 905.7029
8.5 |  |  | 2041.5737 | 2170.8996 | 1737.8961 | 2226.8849 | 1270.1357 | 632.872 | 467.7603 | 905.7029
8.4 |  |  | 2038.8368 | 2170.8996 | 1721.706 | 2226.8849 | 1312.5669 | 632.8544 | 409.1392 | 905.7029
8.4 |  |  | 2062.4648 | 2170.8996 | 1897.4192 | 2226.8849 | 1389.6911 | 632.8456 | 507.7281 | 905.7029
8.4 |  |  | 2169.7514 | 2170.8996 | 2391.259 | 2226.8849 | 1485.5561 | 632.5849 | 905.7029 | 905.7029
8.3 |  |  | 2599.8422 | 2170.8996 | 4082.7386 | 2226.8849 | 2255.476 | 619.1948 | 1827.2627 | 905.7029
8.2 |  |  | 3310.3489 | 2170.8996 | 5045.2552 | 2226.8849 | 2337.0268 | 616.9083 | 2708.2283 | 905.7029
8.2 |  |  | 3687.5442 | 2170.8996 | 4503.678 | 2226.8849 | 2309.6706 | 616.6216 | 2194.0075 | 905.7029
8.3 |  |  | 3748.1888 | 2169.7514 | 4033.248 | 2226.8849 | 2083.856 | 610.5471 | 1949.3919 | 905.7029
8.5 |  |  | 3687.3062 | 2169.7514 | 4029.1707 | 2226.8849 | 2087.0964 | 604.4959 | 1942.0744 | 905.7029
8.6 |  |  | 3661.3593 | 2169.7514 | 3819.962 | 2226.8849 | 2079.0081 | 603.2172 | 1740.9539 | 905.7029
9.1 |  |  | 3617.0154 | 2169.7514 | 3643.0137 | 2226.8563 | 1987.963 | 578.8322 | 1655.0507 | 905.7029
9.6 |  |  | 3579.9493 | 2169.7514 | 3524.0724 | 2226.3234 | 1913.8524 | 578.411 | 1610.22 | 905.7029
9.4 |  |  | 3685.9794 | 2169.7514 | 3645.7391 | 2225.8076 | 1935.3848 | 578.3971 | 1710.3543 | 905.7029
9.2 |  |  | 3789.8597 | 2169.7514 | 3797.5004 | 2225.1572 | 2046.5442 | 578.3581 | 1750.9562 | 905.7029
9.2 |  |  | 3772.3855 | 2169.7514 | 4259.7266 | 2223.7183 | 2165.7368 | 578.3491 | 2093.9898 | 905.7029
8.5 |  |  | 3597.6711 | 2169.7514 | 4765.2324 | 2223.7183 | 2292.2565 | 578.2631 | 2472.9759 | 905.7029
7.9 |  |  | 3603.9699 | 2169.7514 | 4661.3993 | 2222.7346 | 2199.1402 | 578.2162 | 2462.259 | 905.7029
7.2 |  |  | 3680.7226 | 2169.7514 | 4621.5629 | 2222.7346 | 2244.044 | 578.2066 | 2377.519 | 905.7029
7.2 |  |  | 3661.1294 | 2169.7514 | 4694.3289 | 2222.7346 | 2341.5498 | 578.1821 | 2352.7791 | 905.7029
7.1 |  |  | 3450.372 | 2169.7514 | 4234.2799 | 2222.7346 | 2298.6436 | 578.1817 | 1935.6363 | 905.7029
7.1 |  |  | 3082.1997 | 2169.7514 | 3823.9831 | 2222.7346 | 2037.7561 | 578.1493 | 1786.227 | 905.7029
7.1 |  |  | 2607.7078 | 2169.7514 | 3369.6918 | 2222.7346 | 1914.7542 | 578.122 | 1454.9376 | 905.7029
7 |  |  | 2185.5818 | 2169.7514 | 2451.5303 | 2222.7346 | 1571.0142 | 578.0931 | 880.5162 | 905.7029
7 |  |  | 2060.7678 | 2169.7514 | 2051.814 | 2222.7346 | 1468.7567 | 578.0889 | 583.0573 | 905.7029
6.9 |  |  | 2041.5737 | 2169.7514 | 1958.0007 | 2222.7346 | 1490.2403 | 578.0764 | 467.7603 | 905.7029
6.9 |  |  | 2038.8368 | 2169.7514 | 1942.6095 | 2222.7346 | 1533.4703 | 578.0379 | 409.1392 | 905.7029
6.9 |  |  | 2062.4648 | 2169.7514 | 2126.3889 | 2222.7346 | 1618.6608 | 578.0312 | 507.7281 | 905.7029
7 |  |  | 2169.7514 | 2169.7514 | 2604.9784 | 2222.5338 | 1699.2755 | 578.029 | 905.7029 | 905.7029
7 |  |  | 2599.8422 | 2169.7514 | 4277.6161 | 2221.4885 | 2450.3534 | 577.9774 | 1827.2627 | 905.7029
7 |  |  | 3310.3489 | 2169.7514 | 5291.1667 | 2220.8189 | 2582.9383 | 577.8868 | 2708.2283 | 905.7029
7.1 |  |  | 3687.5442 | 2169.7514 | 4763.0764 | 2220.8189 | 2569.0689 | 577.7685 | 2194.0075 | 905.7029
7.3 |  |  | 3748.1888 | 2169.7514 | 4239.2213 | 2220.5435 | 2289.8293 | 577.7451 | 1949.3919 | 905.7029
7.5 |  |  | 3687.3062 | 2169.7514 | 4194.9407 | 2220.0039 | 2252.8664 | 577.7451 | 1942.0744 | 905.7029
8 |  |  | 3661.3593 | 2169.7514 | 3961.6792 | 2219.7292 | 2220.7254 | 577.7451 | 1740.9539 | 905.7029
8.5 |  |  | 3617.0154 | 2169.7514 | 3773.0572 | 2218.6071 | 2118.0065 | 577.7451 | 1655.0507 | 905.7029
8.7 |  |  | 3579.9493 | 2169.7514 | 3675.4998 | 2218.6071 | 2065.2798 | 577.7451 | 1610.22 | 905.7029
8.8 |  |  | 3685.9794 | 2169.7514 | 3759.9483 | 2218.6071 | 2049.594 | 577.7451 | 1710.3543 | 905.7029
9 |  |  | 3789.8597 | 2169.7514 | 3865.5369 | 2218.5042 | 2114.5807 | 577.7451 | 1750.9562 | 905.7029
8.5 |  |  | 3772.3855 | 2169.7514 | 4386.5862 | 2217.7504 | 2292.5964 | 577.7451 | 2093.9898 | 905.7029
8.2 |  |  | 3597.6711 | 2169.7514 | 4821.0592 | 2216.656 | 2348.0833 | 577.7451 | 2472.9759 | 905.7029
8 |  |  | 3603.9699 | 2169.7514 | 4734.3686 | 2216.656 | 2272.1096 | 577.7451 | 2462.259 | 880.5162
7.5 |  |  | 3680.7226 | 2169.7514 | 4673.657 | 2214.4516 | 2296.138 | 577.7451 | 2377.519 | 880.5162
7.6 |  |  | 3661.1294 | 2169.7514 | 4739.0399 | 2214.026 | 2386.2608 | 577.7451 | 2352.7791 | 880.5162
7.6 |  |  | 3450.372 | 2169.7514 | 4272.1088 | 2212.9308 | 2336.4725 | 577.7451 | 1935.6363 | 880.5162
7.7 |  |  | 3082.1997 | 2169.7514 | 3836.9511 | 2212.9308 | 2050.7241 | 577.7451 | 1786.227 | 880.5162
7.8 |  |  | 2607.7078 | 2169.7514 | 3367.0992 | 2212.9308 | 1912.1616 | 577.7451 | 1454.9376 | 880.5162
7.9 |  |  | 2185.5818 | 2169.7514 | 2440.986 | 2212.2556 | 1560.4698 | 577.7451 | 880.5162 | 880.5162
8 |  |  | 2060.7678 | 2169.7514 | 2021.0701 | 2212.0074 | 1438.0129 | 577.7451 | 583.0573 | 880.5162
7.9 |  |  | 2041.5737 | 2169.7514 | 1933.949 | 2210.8276 | 1466.1887 | 577.7451 | 467.7603 | 880.5162
7.9 |  |  | 2038.8368 | 2169.7514 | 1906.5911 | 2207.4256 | 1497.452 | 577.7451 | 409.1392 | 880.5162
7.8 |  |  | 2062.4648 | 2169.7514 | 2079.2544 | 2203.4758 | 1571.5264 | 577.7451 | 507.7281 | 880.5162
7.8 |  |  | 2169.7514 | 2169.7514 | 2554.3944 | 2202.993 | 1648.6915 | 577.7451 | 905.7029 | 880.5162
7.7 |  |  | 2599.8422 | 2169.7514 | 4227.365 | 2197.9061 | 2400.1023 | 577.7451 | 1827.2627 | 880.5162
7.7 |  |  | 3310.3489 | 2169.7514 | 5207.9673 | 2194.3073 | 2499.739 | 577.7451 | 2708.2283 | 880.5162
7.9 |  |  | 3687.5442 | 2169.7514 | 4660.4637 | 2190.814 | 2466.4562 | 577.7451 | 2194.0075 | 880.5162
8.2 |  |  | 3748.1888 | 2169.7514 | 4145.5192 | 2184.973 | 2196.1272 | 577.7451 | 1949.3919 | 880.5162
9.1 |  |  | 3687.3062 | 2169.7514 | 4066.8557 | 2184.9507 | 2124.7813 | 577.7451 | 1942.0744 | 880.5162
9.6 |  |  | 3661.3593 | 2169.7514 | 3807.0205 | 2183.9995 | 2066.0666 | 577.7451 | 1740.9539 | 880.5162
10.1 |  |  | 3617.0154 | 2169.7514 | 3548.953 | 2183.8858 | 1893.9023 | 577.7451 | 1655.0507 | 880.5162
10.2 |  |  | 3579.9493 | 2169.7514 | 3518.3641 | 2183.1753 | 1908.1441 | 577.7451 | 1610.22 | 880.5162
10.4 |  |  | 3685.9794 | 2169.7514 | 3581.4345 | 2179.303 | 1871.0802 | 577.7451 | 1710.3543 | 880.5162
10.6 |  |  | 3789.8597 | 2169.7514 | 3676.9212 | 2178.4851 | 1925.965 | 577.7451 | 1750.9562 | 880.5162
10.1 |  |  | 3772.3855 | 2169.7514 | 4195.6616 | 2174.6499 | 2101.6717 | 577.7451 | 2093.9898 | 880.5162
9.8 |  |  | 3597.6711 | 2169.7514 | 4666.2254 | 2174.1964 | 2193.2495 | 577.7451 | 2472.9759 | 880.5162
9.6 |  |  | 3603.9699 | 2169.7514 | 4578.1401 | 2174.0504 | 2115.8811 | 577.7451 | 2462.259 | 880.5162
9 |  |  | 3680.7226 | 2169.7514 | 4476.2689 | 2172.0325 | 2098.7499 | 577.7451 | 2377.519 | 880.5162
8.4 |  |  | 3661.1294 | 2169.7514 | 4580.0115 | 2167.0592 | 2227.2324 | 577.7451 | 2352.7791 | 880.5162
7.7 |  |  | 3450.372 | 2169.7514 | 4172.1154 | 2167.0592 | 2236.4791 | 577.7451 | 1935.6363 | 880.5162
7.8 |  |  | 3082.1997 | 2169.7514 | 3746.7933 | 2167.0592 | 1960.5663 | 577.7451 | 1786.227 | 880.5162
7.9 |  |  | 2607.7078 | 2169.7514 | 3270.0361 | 2167.0592 | 1815.0985 | 577.7451 | 1454.9376 | 880.5162
8 |  |  | 2346.6555 | 2169.7514 | 2691.5616 | 2167.0592 | 1632.8642 | 577.7451 | 1058.6973 | 880.5162
8.1 |  |  | 2161.8075 | 2169.7514 | 2179.303 | 2167.0592 | 1458.8447 | 577.7451 | 720.4584 | 880.5162
8.2 |  |  | 2085.4126 | 2169.7514 | 1906.6372 | 2167.0592 | 1379.2582 | 577.5849 | 527.379 | 880.5162
8 |  |  | 2042.7717 | 2169.7514 | 1806.4757 | 2167.0592 | 1381.5772 | 577.2938 | 424.8986 | 880.5162
7.8 |  |  | 2040.2062 | 2169.7514 | 1871.4423 | 2167.0592 | 1452.7411 | 571.1284 | 418.7012 | 880.5162
7.5 |  |  | 2048.0696 | 2169.7514 | 1930.3589 | 2167.0592 | 1418.0263 | 570.9311 | 512.3326 | 880.5162
7.3 |  |  | 2151.985 | 2169.7514 | 2684.3095 | 2167.0592 | 2085.1422 | 570.8518 | 599.1672 | 880.5162
7.1 |  |  | 2461.9337 | 2169.7514 | 3105.6035 | 2167.0592 | 2066.5298 | 570.8233 | 1039.0737 | 880.5162
6.7 |  |  | 2877.2007 | 2169.7514 | 4105.0458 | 2165.4825 | 2362.5721 | 570.8128 | 1742.4737 | 880.5162
7.1 |  |  | 3165.0601 | 2169.7514 | 5101.8137 | 2163.3434 | 2540.9567 | 570.6318 | 2560.857 | 880.5162
7.5 |  |  | 3164.7435 | 2169.7514 | 5216.4718 | 2163.3434 | 2438.6605 | 570.5335 | 2777.8114 | 880.5162
7.8 |  |  | 3133.1785 | 2169.7514 | 5239.0587 | 2163.3434 | 2480.9349 | 570.5226 | 2758.1239 | 880.5162
8.2 |  |  | 3095.6351 | 2169.7514 | 4776.0528 | 2163.3434 | 2339.537 | 570.4551 | 2436.5158 | 880.5162
8.6 |  |  | 3111.3285 | 2169.7514 | 4547.1574 | 2163.3434 | 2351.7015 | 570.4551 | 2195.4559 | 880.5162
8.5 |  |  | 3153.287 | 2169.7514 | 4266.4481 | 2163.3434 | 2252.6727 | 570.4551 | 2013.7755 | 880.5162
7.7 |  |  | 3229.4675 | 2169.7514 | 4343.4856 | 2163.3434 | 2429.8134 | 570.4551 | 1913.6721 | 880.5162
8.1 |  |  | 3301.297 | 2169.7514 | 4469.9481 | 2163.3434 | 2493.0008 | 570.4551 | 1976.9473 | 880.5162
6.7 |  |  | 3376.833 | 2169.7514 | 4942.4465 | 2163.3434 | 2660.1777 | 570.4551 | 2282.2688 | 880.5162
6.6 |  |  | 3505.6927 | 2169.7514 | 4743.3381 | 2163.3434 | 2546.1174 | 570.4551 | 2197.2207 | 880.5162
6.6 |  |  | 3588.0767 | 2169.7514 | 4646.6707 | 2163.3434 | 2517.3169 | 570.3313 | 2129.3539 | 880.5162
6.5 |  |  | 3537.0971 | 2169.7514 | 4534.5033 | 2163.3434 | 2343.8979 | 570.1791 | 2190.6053 | 880.5162
6.2 |  |  | 3307.1462 | 2169.7514 | 4259.2209 | 2161.5401 | 2382.5907 | 569.8732 | 1876.6302 | 880.5162
5.9 |  |  | 2971.0933 | 2169.7514 | 3581.2036 | 2161.5401 | 1983.206 | 569.7186 | 1597.9976 | 880.5162
5.7 |  |  | 2570.7922 | 2169.7514 | 3210.5587 | 2161.0505 | 1992.3096 | 560.4665 | 1218.2492 | 880.5162
5.4 |  |  | 2343.1784 | 2169.7514 | 3016.5686 | 2158.8285 | 1957.8713 | 556.8723 | 1058.6973 | 880.5162
5.1 |  |  | 2159.8604 | 2169.7514 | 2556.8836 | 2158.8285 | 1836.4252 | 556.8669 | 720.4584 | 880.5162
5.2 |  |  | 2083.2355 | 2169.7514 | 2288.4794 | 2158.8285 | 1761.1004 | 556.8142 | 527.379 | 880.5162
5.4 |  |  | 2041.6223 | 2169.7514 | 2174.1964 | 2158.8285 | 1749.2978 | 556.8011 | 424.8986 | 880.5162
5.5 |  |  | 2038.2145 | 2169.7514 | 2230.1923 | 2158.8285 | 1811.4911 | 556.7282 | 418.7012 | 880.5162
5.5 |  |  | 2045.0139 | 2169.7514 | 2333.5887 | 2158.8285 | 1821.256 | 556.7282 | 512.3326 | 880.5162
5.4 |  |  | 2145.5263 | 2169.7514 | 3020.9889 | 2158.8285 | 2421.8217 | 556.7282 | 599.1672 | 880.5162
5.4 |  |  | 2450.6092 | 2169.7514 | 3451.3294 | 2158.8285 | 2412.2557 | 556.7282 | 1039.0737 | 880.5162
5.2 |  |  | 2848.6074 | 2169.7514 | 4427.0802 | 2157.2042 | 2684.6064 | 556.7282 | 1742.4737 | 880.5162
5.8 |  |  | 3110.5949 | 2169.7514 | 5401.0423 | 2157.0252 | 2840.1853 | 556.7282 | 2560.857 | 880.5162
6.3 |  |  | 3092.1207 | 2169.7514 | 5509.618 | 2157.0252 | 2731.8067 | 556.7282 | 2777.8114 | 880.5162
6.9 |  |  | 3058.3923 | 2169.7514 | 5469.2039 | 2157.0252 | 2711.08 | 556.7282 | 2758.1239 | 880.5162
7.4 |  |  | 3020.0621 | 2169.7514 | 5001.2476 | 2155.9568 | 2564.7318 | 556.7282 | 2436.5158 | 880.5162
8 |  |  | 3036.3484 | 2169.7514 | 4654.368 | 2155.2209 | 2458.9121 | 556.6183 | 2195.4559 | 880.5162
8.1 |  |  | 3085.0661 | 2169.7514 | 4402.5062 | 2153.5795 | 2388.7308 | 556.392 | 2013.7755 | 880.5162
7.7 |  |  | 3169.5851 | 2169.7514 | 4374.7406 | 2153.1674 | 2461.0685 | 556.3152 | 1913.6721 | 880.5162
8 |  |  | 3248.0281 | 2169.7514 | 4494.3092 | 2153.1365 | 2517.3619 | 555.9027 | 1976.9473 | 880.5162
7.7 |  |  | 3328.3344 | 2169.7514 | 4855.1994 | 2152.9418 | 2572.9306 | 555.8703 | 2282.2688 | 880.5162
7.2 |  |  | 3468.7702 | 2169.7514 | 4763.4142 | 2152.841 | 2566.1934 | 541.4016 | 2197.2207 | 880.5162
6.7 |  |  | 3563.6681 | 2169.7514 | 4696.6683 | 2152.792 | 2567.3144 | 540.7712 | 2129.3539 | 880.5162
6.2 |  |  | 3521.924 | 2169.7514 | 4649.1525 | 2152.6204 | 2458.5472 | 540.763 | 2190.6053 | 880.5162
6.1 |  |  | 3297.8561 | 2169.7514 | 4323.0497 | 2152.5964 | 2446.4195 | 540.6292 | 1876.6302 | 880.5162
6 |  |  | 2964.6324 | 2169.7514 | 3655.826 | 2152.5388 | 2057.8284 | 540.4009 | 1597.9976 | 880.5162
6.1 |  |  | 2566.1688 | 2169.7514 | 3259.7218 | 2152.4601 | 2041.4726 | 540.3686 | 1218.2492 | 880.5162
6.2 |  |  | 2185.5818 | 2169.7514 | 2677.2604 | 2152.4044 | 1796.7442 | 540.3686 | 880.5162 | 880.5162
6.3 |  |  | 2060.7678 | 2169.7514 | 2268.875 | 2152.207 | 1685.8177 | 540.3304 | 583.0573 | 880.5162
6.4 |  |  | 2041.5737 | 2169.7514 | 2165.4825 | 2152.1373 | 1697.7221 | 540.3304 | 467.7603 | 880.5162
6.5 |  |  | 2038.8368 | 2169.7514 | 2134.3821 | 2152.1071 | 1725.2429 | 540.3304 | 409.1392 | 880.5162
6.2 |  |  | 2062.4648 | 2169.7514 | 2329.3824 | 2151.9515 | 1821.6543 | 540.3304 | 507.7281 | 880.5162
5.8 |  |  | 2169.7514 | 2169.7514 | 2863.6013 | 2151.8569 | 1957.8984 | 540.3304 | 905.7029 | 880.5162
5.5 |  |  | 2599.8422 | 2169.7514 | 4570.754 | 2151.8569 | 2743.4914 | 540.3304 | 1827.2627 | 880.5162
5.2 |  |  | 3310.3489 | 2169.7514 | 5632.3582 | 2151.8569 | 2924.1299 | 540.3304 | 2708.2283 | 880.5162
5.5 |  |  | 3687.5442 | 2169.7514 | 5081.5275 | 2151.8569 | 2887.52 | 540.1755 | 2194.0075 | 880.5162
5.8 |  |  | 3748.1888 | 2169.7514 | 4542.1328 | 2151.8569 | 2592.7409 | 539.8759 | 1949.3919 | 880.5162
6.1 |  |  | 3687.3062 | 2169.7514 | 4476.9357 | 2151.8569 | 2534.8613 | 539.736 | 1942.0744 | 880.5162
6.4 |  |  | 3661.3593 | 2169.7514 | 4214.701 | 2151.8569 | 2473.7471 | 521.6137 | 1740.9539 | 880.5162
6.7 |  |  | 3617.0154 | 2169.7514 | 4008.9439 | 2151.8569 | 2353.8932 | 521.0915 | 1655.0507 | 880.5162
7 |  |  | 3579.9493 | 2169.7514 | 3904.5607 | 2151.8569 | 2294.3407 | 521.0915 | 1610.22 | 880.5162
6.8 |  |  | 3685.9794 | 2167.4225 | 4026.2666 | 2151.8569 | 2315.9123 | 521.0915 | 1710.3543 | 880.5162
6.7 |  |  | 3789.8597 | 2167.4225 | 4165.5085 | 2151.8569 | 2414.5524 | 521.0915 | 1750.9562 | 880.5162
6.2 |  |  | 3772.3855 | 2167.4225 | 4705.2725 | 2151.8569 | 2611.2827 | 521.0915 | 2093.9898 | 880.5162
5.7 |  |  | 3597.6711 | 2167.4225 | 5211.8405 | 2151.8569 | 2738.8646 | 521.0915 | 2472.9759 | 880.5162
5.7 |  |  | 3603.9699 | 2167.4225 | 5098.0925 | 2151.8569 | 2635.8335 | 521.0915 | 2462.259 | 880.5162
5.7 |  |  | 3680.7226 | 2167.4225 | 4973.2492 | 2151.8569 | 2595.7302 | 521.0915 | 2377.519 | 880.5162
5.7 |  |  | 3661.1294 | 2167.4225 | 5021.6762 | 2151.8569 | 2668.8971 | 521.0915 | 2352.7791 | 880.5162
5.7 |  |  | 3450.372 | 2167.4225 | 4540.9348 | 2151.8569 | 2605.2984 | 521.0915 | 1935.6363 | 880.5162
5.7 |  |  | 3082.1997 | 2167.4225 | 4111.5033 | 2151.8569 | 2325.2763 | 521.0915 | 1786.227 | 880.5162
5.7 |  |  | 2607.7078 | 2167.4225 | 3679.4245 | 2151.8569 | 2224.4869 | 521.0915 | 1454.9376 | 880.5162
5.7 |  |  | 2185.5818 | 2161.8075 | 2743.7034 | 2151.8569 | 1863.1872 | 520.954 | 880.5162 | 880.5162
5.7 |  |  | 2060.7678 | 2161.8075 | 2353.2867 | 2151.8569 | 1770.2294 | 520.3364 | 583.0573 | 880.5162
5.7 |  |  | 2041.5737 | 2161.8075 | 2263.1071 | 2151.8569 | 1795.3468 | 520.3364 | 467.7603 | 880.5162
5.7 |  |  | 2038.8368 | 2161.8075 | 2248.2014 | 2151.8569 | 1839.0622 | 518.4918 | 409.1392 | 880.5162
5.7 |  |  | 2062.4648 | 2161.8075 | 2432.1808 | 2151.8569 | 1924.4527 | 518.4918 | 507.7281 | 880.5162
5.7 |  |  | 2169.7514 | 2161.8075 | 2948.4873 | 2151.8569 | 2042.7844 | 514.7735 | 905.7029 | 880.5162
6 |  |  | 2599.8422 | 2161.8075 | 4579.4763 | 2151.8569 | 2752.2137 | 514.6667 | 1827.2627 | 880.5162
6.1 |  |  | 3310.3489 | 2161.8075 | 5615.8357 | 2151.8569 | 2907.6074 | 514.6223 | 2708.2283 | 880.5162
6.2 |  |  | 3687.5442 | 2161.8075 | 5091.5922 | 2151.8569 | 2897.5848 | 514.6223 | 2194.0075 | 880.5162
6.5 |  |  | 3748.1888 | 2161.8075 | 4517.8414 | 2151.8569 | 2568.4494 | 514.6223 | 1949.3919 | 880.5162
6.8 |  |  | 3687.3062 | 2161.8075 | 4435.286 | 2151.8569 | 2493.2117 | 514.6223 | 1942.0744 | 880.5162
7.1 |  |  | 3661.3593 | 2161.8075 | 4160.991 | 2151.8569 | 2420.0372 | 514.6223 | 1740.9539 | 880.5162
7.4 |  |  | 3617.0154 | 2161.8075 | 3944.4609 | 2151.8569 | 2289.4102 | 514.6223 | 1655.0507 | 880.5162
7.7 |  |  | 3579.9493 | 2161.8075 | 3832.5735 | 2151.6933 | 2222.3535 | 514.6223 | 1610.22 | 880.5162
7 |  |  | 3685.9794 | 2161.8075 | 4010.0657 | 2151.6121 | 2299.7114 | 514.6223 | 1710.3543 | 880.5162
6.8 |  |  | 3789.8597 | 2161.8075 | 4160.6615 | 2151.1615 | 2409.7053 | 514.6223 | 1750.9562 | 880.5162
6.3 |  |  | 3772.3855 | 2161.8075 | 4699.6547 | 2147.378 | 2605.6649 | 514.6223 | 2093.9898 | 880.5162
5.8 |  |  | 3597.6711 | 2161.8075 | 5202.0733 | 2146.1144 | 2729.0974 | 514.5508 | 2472.9759 | 880.5162
5.7 |  |  | 3603.9699 | 2161.8075 | 5097.0493 | 2143.9392 | 2634.7903 | 514.5508 | 2462.259 | 880.5162
5.7 |  |  | 3680.7226 | 2161.8075 | 4969.1493 | 2143.9392 | 2591.6303 | 514.5508 | 2377.519 | 880.5162
5.7 |  |  | 3661.1294 | 2161.8075 | 5015.7685 | 2143.9392 | 2662.9894 | 514.5508 | 2352.7791 | 880.5162
5.6 |  |  | 3450.372 | 2161.8075 | 4541.1952 | 2143.9392 | 2605.5589 | 514.5508 | 1935.6363 | 880.5162
5.6 |  |  | 3082.1997 | 2161.8075 | 4112.168 | 2143.9392 | 2325.9411 | 514.5508 | 1786.227 | 880.5162
5.7 |  |  | 2607.7078 | 2161.8075 | 3670.0911 | 2143.9392 | 2215.1535 | 514.5508 | 1454.9376 | 880.5162
5.7 |  |  | 2185.5818 | 2161.8075 | 2731.5948 | 2143.9392 | 1851.0786 | 514.5508 | 880.5162 | 880.5162
5.7 |  |  | 2060.7678 | 2159.8604 | 2338.3659 | 2143.9392 | 1755.3086 | 514.5508 | 583.0573 | 880.5162
5.8 |  |  | 2041.5737 | 2159.8604 | 2236.2587 | 2143.9392 | 1768.4984 | 514.5508 | 467.7603 | 880.5162
6 |  |  | 2038.8368 | 2159.8604 | 2203.4758 | 2143.9392 | 1794.3366 | 514.5508 | 409.1392 | 880.5162
6.1 |  |  | 2062.4648 | 2159.8604 | 2374.7878 | 2143.9392 | 1867.0597 | 514.5508 | 507.7281 | 880.5162
6.2 |  |  | 2169.7514 | 2159.8604 | 2866.5287 | 2143.9392 | 1960.8258 | 514.5508 | 905.7029 | 880.5162
6.4 |  |  | 2599.8422 | 2159.8604 | 4506.4833 | 2143.9392 | 2679.2207 | 509.3241 | 1827.2627 | 880.5162
6.5 |  |  | 3310.3489 | 2159.8604 | 5540.8334 | 2143.9392 | 2832.605 | 493.4096 | 2708.2283 | 880.5162
6.5 |  |  | 3687.5442 | 2159.8604 | 5027.5659 | 2143.9392 | 2833.5585 | 486.414 | 2194.0075 | 880.5162
6.8 |  |  | 3748.1888 | 2159.8604 | 4456.3608 | 2143.9392 | 2506.9689 | 482.78 | 1949.3919 | 880.5162
7.1 |  |  | 3687.3062 | 2159.8604 | 4376.5153 | 2143.9392 | 2434.4409 | 482.7031 | 1942.0744 | 880.5162
7.4 |  |  | 3661.3593 | 2159.8604 | 4104.8848 | 2143.9392 | 2363.9309 | 439.5053 | 1740.9539 | 880.5162
7.7 |  |  | 3617.0154 | 2159.8604 | 3890.4406 | 2143.9392 | 2235.3899 | 431.7542 | 1655.0507 | 880.5162
7.8 |  |  | 3579.9493 | 2159.8604 | 3807.5896 | 2143.9392 | 2197.3696 | 431.7179 | 1610.22 | 880.5162
8 |  |  | 3685.9794 | 2159.8604 | 3886.6893 | 2143.9392 | 2176.3349 | 431.7003 | 1710.3543 | 880.5162
8 |  |  | 3789.8597 | 2159.8604 | 4007.8462 | 2143.9392 | 2256.89 | 431.6846 | 1750.9562 | 880.5162
7.8 |  |  | 3772.3855 | 2159.8604 | 4469.3809 | 2143.9392 | 2375.3911 | 431.6056 | 2093.9898 | 880.5162
7.6 |  |  | 3597.6711 | 2159.8604 | 4939.7139 | 2143.9392 | 2466.738 | 431.5978 | 2472.9759 | 880.5162
7.4 |  |  | 3603.9699 | 2159.8604 | 4876.3316 | 2143.9392 | 2414.0725 | 431.5437 | 2462.259 | 880.5162
7.2 |  |  | 3680.7226 | 2159.8604 | 4771.6848 | 2143.9392 | 2394.1658 | 431.5028 | 2377.519 | 880.5162
7.1 |  |  | 3661.1294 | 2159.8604 | 4848.4838 | 2143.9392 | 2495.7047 | 431.499 | 2352.7791 | 880.5162
7 |  |  | 3450.372 | 2159.8604 | 4383.4472 | 2143.9392 | 2447.8109 | 431.4394 | 1935.6363 | 880.5162
6.8 |  |  | 3082.1997 | 2159.8604 | 3966.0262 | 2143.9392 | 2179.7992 | 431.354 | 1786.227 | 880.5162
6.7 |  |  | 2607.7078 | 2159.8604 | 3524.2619 | 2143.9392 | 2069.3243 | 431.2492 | 1454.9376 | 880.5162
6.6 |  |  | 2185.5818 | 2159.8604 | 2599.9644 | 2143.9392 | 1719.4482 | 431.0637 | 880.5162 | 880.5162
6.4 |  |  | 2060.7678 | 2159.8604 | 2212.0074 | 2143.9392 | 1628.9501 | 430.9694 | 583.0573 | 880.5162
6.2 |  |  | 2041.5737 | 2152.6584 | 2124.8212 | 2143.9392 | 1657.0609 | 430.9694 | 467.7603 | 880.5162
6.1 |  |  | 2038.8368 | 2152.6584 | 2110.4647 | 2143.9392 | 1701.3256 | 430.9694 | 409.1392 | 880.5162
6.1 |  |  | 2062.4648 | 2152.6584 | 2291.2239 | 2143.9392 | 1783.4958 | 430.9694 | 507.7281 | 880.5162
6.2 |  |  | 2169.7514 | 2152.6584 | 2778.4923 | 2143.9392 | 1872.7894 | 430.9694 | 905.7029 | 880.5162
6.2 |  |  | 2599.8422 | 2152.6584 | 4455.1614 | 2143.9392 | 2627.8987 | 430.9694 | 1827.2627 | 880.5162
5.9 |  |  | 3310.3489 | 2152.6584 | 5513.9874 | 2143.9392 | 2805.759 | 430.9694 | 2708.2283 | 880.5162
5.5 |  |  | 3687.5442 | 2152.6584 | 5037.3695 | 2143.9392 | 2843.362 | 430.9694 | 2194.0075 | 880.5162
5.2 |  |  | 3748.1888 | 2152.6584 | 4585.1527 | 2143.9392 | 2635.7608 | 430.9694 | 1949.3919 | 880.5162
4.9 |  |  | 3687.3062 | 2152.6584 | 4612.2843 | 2143.9392 | 2670.2099 | 430.9694 | 1942.0744 | 880.5162
4.5 |  |  | 3661.3593 | 2152.6584 | 4455.545 | 2143.9392 | 2714.5912 | 430.9694 | 1740.9539 | 880.5162
4.2 |  |  | 3617.0154 | 2152.6584 | 4345.5184 | 2143.9392 | 2690.4677 | 430.9694 | 1655.0507 | 880.5162
4.3 |  |  | 3579.9493 | 2152.6584 | 4278.761 | 2143.9392 | 2668.541 | 430.9694 | 1610.22 | 880.5162
4.4 |  |  | 3685.9794 | 2152.6584 | 4398.55 | 2143.9392 | 2688.1956 | 430.9694 | 1710.3543 | 880.5162
4.5 |  |  | 3789.8597 | 2151.985 | 4519.6786 | 2143.9392 | 2768.7224 | 430.9694 | 1750.9562 | 880.5162
4.7 |  |  | 3772.3855 | 2151.985 | 4941.4585 | 2143.9392 | 2847.4687 | 430.9694 | 2093.9898 | 880.5162
4.8 |  |  | 3597.6711 | 2151.985 | 5359.708 | 2143.9392 | 2886.7321 | 430.9694 | 2472.9759 | 880.5162
4.9 |  |  | 3603.9699 | 2151.985 | 5224.0911 | 2143.9392 | 2761.8321 | 430.9694 | 2462.259 | 880.5162
5.1 |  |  | 3680.7226 | 2151.985 | 5076.2671 | 2143.9392 | 2698.7481 | 430.9694 | 2377.519 | 880.5162
5.2 |  |  | 3661.1294 | 2151.985 | 5111.0997 | 2143.9392 | 2758.3206 | 430.9694 | 2352.7791 | 880.5162
5.2 |  |  | 3450.372 | 2151.985 | 4631.5813 | 2143.9392 | 2695.9449 | 430.9694 | 1935.6363 | 880.5162
4.5 |  |  | 3082.1997 | 2151.985 | 4260.4712 | 2141.0341 | 2474.2442 | 430.9694 | 1786.227 | 880.5162
5 |  |  | 2607.7078 | 2151.985 | 3803.6979 | 2139.97 | 2348.7603 | 430.9694 | 1454.9376 | 880.5162
5.1 |  |  | 2185.5818 | 2151.985 | 2859.4582 | 2137.9296 | 1978.942 | 430.9694 | 880.5162 | 880.5162
5.1 |  |  | 2060.7678 | 2151.985 | 2477.3561 | 2136.8265 | 1894.2989 | 430.9694 | 583.0573 | 880.5162
5.2 |  |  | 2041.5737 | 2151.985 | 2386.5653 | 2135.2633 | 1918.805 | 430.9694 | 467.7603 | 880.5162
4 |  |  | 2038.8368 | 2151.985 | 2454.4216 | 2135.2489 | 2045.2825 | 430.9694 | 409.1392 | 880.5162
4 |  |  | 2062.4648 | 2151.985 | 2655.7688 | 2134.8925 | 2148.0407 | 430.9694 | 507.7281 | 880.5162
3.5 |  |  | 2169.7514 | 2151.985 | 3282.1137 | 2134.3821 | 2376.4108 | 430.8682 | 905.7029 | 880.5162
3.2 |  |  | 2599.8422 | 2151.985 | 5006.9686 | 2129.0593 | 3179.706 | 427.589 | 1827.2627 | 880.5162
3 |  |  | 3310.3489 | 2151.985 | 6103.7661 | 2128.9864 | 3395.5377 | 427.4675 | 2708.2283 | 880.5162
3.2 |  |  | 3687.5442 | 2151.985 | 5586.9264 | 2127.1233 | 3392.919 | 427.4131 | 2194.0075 | 880.5162
3.5 |  |  | 3748.1888 | 2151.985 | 5046.418 | 2126.3889 | 3097.026 | 427.3655 | 1949.3919 | 880.5162
3.7 |  |  | 3687.3062 | 2151.985 | 4984.2122 | 2124.8212 | 3042.1379 | 427.2221 | 1942.0744 | 880.5162
3.8 |  |  | 3661.3593 | 2151.985 | 4734.0266 | 2124.3985 | 2993.0727 | 427.2221 | 1740.9539 | 880.5162
4 |  |  | 3617.0154 | 2151.985 | 4528.9012 | 2121.5643 | 2873.8504 | 427.2221 | 1655.0507 | 880.5162
4.1 |  |  | 3579.9493 | 2151.985 | 4444.2756 | 2118.3031 | 2834.0556 | 427.2221 | 1610.22 | 880.5162
4.6 |  |  | 3685.9794 | 2151.985 | 4465.6038 | 2117.8588 | 2755.2495 | 427.2221 | 1710.3543 | 880.5162
5 |  |  | 3789.8597 | 2151.985 | 4524.494 | 2116.9155 | 2773.5379 | 427.2221 | 1750.9562 | 880.5162
4.6 |  |  | 3772.3855 | 2150.4812 | 5051.6971 | 2114.8106 | 2957.7073 | 427.2221 | 2093.9898 | 880.5162
4.2 |  |  | 3597.6711 | 2150.4812 | 5538.2372 | 2110.4647 | 3065.2613 | 427.2221 | 2472.9759 | 880.5162
3.9 |  |  | 3603.9699 | 2150.4812 | 5449.2212 | 2110.4 | 2986.9622 | 427.2181 | 2462.259 | 880.5162
3.5 |  |  | 3680.7226 | 2150.4812 | 5350.561 | 2109.8107 | 2973.042 | 427.2181 | 2377.519 | 880.5162
3 |  |  | 3661.1294 | 2150.4812 | 5413.7821 | 2107.9339 | 3061.003 | 427.1824 | 2352.7791 | 880.5162
3 |  |  | 3450.372 | 2150.4812 | 4914.6941 | 2106.4713 | 2979.0578 | 427.166 | 1935.6363 | 880.5162
3.1 |  |  | 3082.1997 | 2150.4812 | 4474.5129 | 2102.6664 | 2688.2859 | 427.1545 | 1786.227 | 880.5162
3.2 |  |  | 2607.7078 | 2150.4812 | 4072.3436 | 2098.8194 | 2617.406 | 427.1545 | 1454.9376 | 880.5162
3.5 |  |  | 2346.6555 | 2150.4812 | 3471.6397 | 2098.4305 | 2412.9424 | 380.1706 | 1058.6973 | 880.5162
3.2 |  |  | 2161.8075 | 2150.4812 | 2980.1878 | 2096.6607 | 2259.7295 | 379.9473 | 720.4584 | 880.5162
3 |  |  | 2085.4126 | 2150.4812 | 2779.8894 | 2092.516 | 2252.5103 | 379.9292 | 527.379 | 880.5162
2.6 |  |  | 2042.7717 | 2150.4812 | 2709.2202 | 2090.9454 | 2284.3216 | 379.8966 | 424.8986 | 880.5162
2.2 |  |  | 2040.2062 | 2150.4812 | 2789.8045 | 2090.724 | 2371.1033 | 379.796 | 418.7012 | 880.5162
1.5 |  |  | 2048.0696 | 2145.5263 | 3062.8062 | 2090.6649 | 2550.4736 | 379.7281 | 512.3326 | 880.5162
2 |  |  | 2151.985 | 2145.5263 | 3585.9483 | 2088.3119 | 2986.781 | 379.6332 | 599.1672 | 880.5162
2 |  |  | 2461.9337 | 2145.5263 | 4037.8403 | 2083.5187 | 2998.7666 | 379.6231 | 1039.0737 | 880.5162
2 |  |  | 2877.2007 | 2145.5263 | 4995.4486 | 2079.8988 | 3252.9749 | 379.5546 | 1742.4737 | 880.5162
2 |  |  | 3165.0601 | 2145.5263 | 6081.3688 | 2079.2544 | 3520.5118 | 379.5485 | 2560.857 | 880.5162
2.4 |  |  | 3164.7435 | 2145.5263 | 6144.5007 | 2069.0479 | 3366.6893 | 379.5409 | 2777.8114 | 880.5162
2.7 |  |  | 3133.1785 | 2145.5263 | 6141.3012 | 2065.0992 | 3383.1773 | 379.4627 | 2758.1239 | 880.5162
3.1 |  |  | 3095.6351 | 2145.5263 | 5712.7581 | 2062.2676 | 3276.2423 | 379.4627 | 2436.5158 | 880.5162
3.5 |  |  | 3111.3285 | 2145.5263 | 5406.1892 | 2054.8517 | 3210.7334 | 379.4627 | 2195.4559 | 880.5162
3.8 |  |  | 3153.287 | 2145.5263 | 5048.9366 | 2054.3509 | 3035.1611 | 379.4627 | 2013.7755 | 880.5162
4.2 |  |  | 3229.4675 | 2145.5263 | 4983.3521 | 2053.9275 | 3069.6799 | 379.4627 | 1913.6721 | 880.5162
4 |  |  | 3301.297 | 2145.5263 | 5165.9493 | 2053.5406 | 3189.002 | 379.4627 | 1976.9473 | 880.5162
3.1 |  |  | 3376.833 | 2145.5263 | 5574.7133 | 2053.5406 | 3292.4446 | 379.4627 | 2282.2688 | 880.5162
2.2 |  |  | 3505.6927 | 2145.5263 | 5523.7954 | 2053.5406 | 3326.5746 | 379.4627 | 2197.2207 | 880.5162
2.2 |  |  | 3588.0767 | 2145.5263 | 5421.2967 | 2053.5406 | 3291.9429 | 379.4627 | 2129.3539 | 880.5162
1 |  |  | 3537.0971 | 2145.5263 | 5467.3904 | 2053.5406 | 3276.7851 | 379.4627 | 2190.6053 | 880.5162
0.3 |  |  | 3307.1462 | 2145.5263 | 5118.73 | 2053.5406 | 3242.0998 | 379.4627 | 1876.6302 | 880.5162
-0.4 |  |  | 2971.0933 | 2145.5263 | 4420.656 | 2053.5406 | 2822.6585 | 379.4627 | 1597.9976 | 880.5162
-0.5 |  |  | 2570.7922 | 2145.5263 | 4115.1346 | 2053.5406 | 2896.8854 | 379.4627 | 1218.2492 | 880.5162
-0.9 |  |  | 2343.1784 | 2145.5263 | 3947.8243 | 2053.5406 | 2889.127 | 379.4627 | 1058.6973 | 880.5162
-0.7 |  |  | 2159.8604 | 2145.5263 | 3447.145 | 2053.5406 | 2726.6866 | 379.4627 | 720.4584 | 880.5162
-0.9 |  |  | 2083.2355 | 2145.5263 | 3232.3799 | 2053.5406 | 2705.0009 | 379.4627 | 527.379 | 880.5162
-1 |  |  | 2041.6223 | 2145.5263 | 3148.6116 | 2053.5406 | 2723.713 | 379.4627 | 424.8986 | 880.5162
-1.2 |  |  | 2038.2145 | 2145.5263 | 3225.5804 | 2053.5406 | 2806.8792 | 379.4627 | 418.7012 | 880.5162
-0.8 |  |  | 2045.0139 | 2145.5263 | 3490.1111 | 2051.814 | 2977.7784 | 379.4627 | 512.3326 | 880.5162
-0.5 |  |  | 2145.5263 | 2143.5555 | 3957.1616 | 2049.5616 | 3357.9944 | 379.4627 | 599.1672 | 880.5162
-0.1 |  |  | 2450.6092 | 2143.5555 | 4400.3719 | 2049.5616 | 3361.2982 | 379.4627 | 1039.0737 | 880.5162
0.2 |  |  | 2848.6074 | 2143.5555 | 5329.4614 | 2049.5616 | 3586.9877 | 379.4627 | 1742.4737 | 880.5162
0.6 |  |  | 3110.5949 | 2137.0968 | 6381.1028 | 2049.5616 | 3820.2458 | 379.4627 | 2560.857 | 880.5162
1.4 |  |  | 3092.1207 | 2137.0968 | 6409.8162 | 2049.5616 | 3632.0048 | 379.4627 | 2777.8114 | 880.5162
2.2 |  |  | 3058.3923 | 2137.0968 | 6320.7712 | 2049.5616 | 3562.6473 | 379.4627 | 2758.1239 | 880.5162
3 |  |  | 3020.0621 | 2128.487 | 5855.7989 | 2049.5616 | 3419.2831 | 379.4627 | 2436.5158 | 880.5162
3.1 |  |  | 3036.3484 | 2128.487 | 5473.5011 | 2049.5616 | 3278.0452 | 379.4627 | 2195.4559 | 880.5162
3.2 |  |  | 3085.0661 | 2128.487 | 5205.0568 | 2049.5616 | 3191.2813 | 379.4627 | 2013.7755 | 880.5162
3.1 |  |  | 3169.5851 | 2128.487 | 5178.6749 | 2049.5616 | 3265.0028 | 379.4627 | 1913.6721 | 880.5162
2.9 |  |  | 3248.0281 | 2128.487 | 5344.2038 | 2049.5616 | 3367.2565 | 379.4627 | 1976.9473 | 880.5162
2.8 |  |  | 3328.3344 | 2128.487 | 5666.2879 | 2049.5616 | 3384.0191 | 379.4627 | 2282.2688 | 880.5162
2.6 |  |  | 3468.7702 | 2128.487 | 5599.5903 | 2049.5616 | 3402.3695 | 379.4627 | 2197.2207 | 722.7566
2.5 |  |  | 3563.6681 | 2128.487 | 5476.0149 | 2047.3012 | 3346.6611 | 379.4627 | 2129.3539 | 722.7566
2.5 |  |  | 3521.924 | 2128.487 | 5417.1525 | 2047.3012 | 3226.5472 | 379.4627 | 2190.6053 | 722.7566
2.6 |  |  | 3297.8561 | 2128.487 | 4939.8498 | 2047.3012 | 3063.2196 | 379.4627 | 1876.6302 | 722.7566
2.8 |  |  | 2964.6324 | 2128.487 | 4276.6371 | 2047.3012 | 2678.6395 | 379.4627 | 1597.9976 | 722.7566
3 |  |  | 2566.1688 | 2128.487 | 3914.2106 | 2047.3012 | 2695.9614 | 379.4627 | 1218.2492 | 722.7566
2.8 |  |  | 2185.5818 | 2128.487 | 3355.6555 | 2047.3012 | 2475.1393 | 379.4627 | 880.5162 | 722.7566
2.6 |  |  | 2060.7678 | 2128.487 | 2993.5924 | 2047.3012 | 2410.5351 | 379.4627 | 583.0573 | 722.7566
2.3 |  |  | 2041.5737 | 2128.487 | 2926.1284 | 2047.3012 | 2458.368 | 379.4627 | 467.7603 | 722.7566
2.1 |  |  | 2038.8368 | 2128.487 | 2914.3225 | 2047.3012 | 2505.1833 | 379.4627 | 409.1392 | 722.7566
1.9 |  |  | 2062.4648 | 2128.487 | 3114.1555 | 2047.3012 | 2606.4274 | 379.4627 | 507.7281 | 722.7566
1.7 |  |  | 2169.7514 | 2128.487 | 3764.2661 | 2047.3012 | 2858.5633 | 379.4627 | 905.7029 | 722.7566
1.5 |  |  | 2599.8422 | 2128.487 | 5439.3665 | 2047.3012 | 3612.1039 | 379.3427 | 1827.2627 | 722.7566
1.4 |  |  | 3310.3489 | 2128.487 | 6555.2195 | 2047.3012 | 3846.9912 | 379.2848 | 2708.2283 | 722.7566
1.2 |  |  | 3687.5442 | 2128.487 | 6073.5893 | 2047.3012 | 3879.5819 | 355.6447 | 2194.0075 | 722.7566
1.6 |  |  | 3748.1888 | 2128.487 | 5491.7833 | 2047.3012 | 3542.3914 | 350.145 | 1949.3919 | 722.7566
2.3 |  |  | 3687.3062 | 2128.487 | 5343.1341 | 2045.8752 | 3401.0597 | 350.145 | 1942.0744 | 722.7566
2.9 |  |  | 3661.3593 | 2128.487 | 5007.3757 | 2044.7781 | 3266.4218 | 350.0735 | 1740.9539 | 722.7566
3.6 |  |  | 3617.0154 | 2128.487 | 4718.8845 | 2044.7781 | 3063.8338 | 350.0735 | 1655.0507 | 722.7566
3.6 |  |  | 3579.9493 | 2128.487 | 4638.7531 | 2039.9855 | 3028.5331 | 350.0735 | 1610.22 | 722.7566
3.5 |  |  | 3685.9794 | 2128.487 | 4726.7905 | 2038.5387 | 3016.4362 | 349.6996 | 1710.3543 | 722.7566
3.2 |  |  | 3789.8597 | 2128.487 | 4890.344 | 2038.5387 | 3139.3878 | 349.6996 | 1750.9562 | 720.4584
3 |  |  | 3772.3855 | 2128.487 | 5391.1813 | 2038.5387 | 3297.1915 | 349.6996 | 2093.9898 | 720.4584
2.7 |  |  | 3597.6711 | 2128.487 | 5859.5428 | 2037.3141 | 3386.5669 | 349.6996 | 2472.9759 | 720.4584
2.6 |  |  | 3603.9699 | 2128.487 | 5738.3782 | 2037.1863 | 3276.1192 | 349.6996 | 2462.259 | 720.4584
2.6 |  |  | 3680.7226 | 2128.487 | 5575.5757 | 2036.7399 | 3198.0567 | 349.6996 | 2377.519 | 720.4584
2.6 |  |  | 3661.1294 | 2128.487 | 5576.1677 | 2033.4006 | 3223.3886 | 349.6996 | 2352.7791 | 720.4584
2.8 |  |  | 3450.372 | 2128.487 | 5055.8108 | 2033.1218 | 3120.1745 | 349.6996 | 1935.6363 | 720.4584
3.1 |  |  | 3082.1997 | 2128.487 | 4583.4746 | 2032.1817 | 2797.2476 | 349.6996 | 1786.227 | 720.4584
3.4 |  |  | 2607.7078 | 2128.487 | 4167.5549 | 2032.1074 | 2712.6173 | 349.6996 | 1454.9376 | 720.4584
3.3 |  |  | 2185.5818 | 2128.487 | 3224.8855 | 2032.086 | 2344.3693 | 349.6996 | 880.5162 | 720.4584
3.2 |  |  | 2060.7678 | 2128.487 | 2860.0993 | 2032.023 | 2277.042 | 349.6996 | 583.0573 | 720.4584
3.1 |  |  | 2041.5737 | 2128.487 | 2785.4797 | 2031.673 | 2317.7193 | 349.6996 | 467.7603 | 720.4584
3 |  |  | 2038.8368 | 2128.487 | 2775.6049 | 2031.6677 | 2366.4657 | 327.0846 | 409.1392 | 720.4584
2.9 |  |  | 2062.4648 | 2128.487 | 2972.9072 | 2031.6677 | 2465.1791 | 326.3169 | 507.7281 | 720.4584
2.8 |  |  | 2169.7514 | 2128.487 | 3589.9553 | 2031.6677 | 2684.2525 | 325.8739 | 905.7029 | 720.4584
2.7 |  |  | 2599.8422 | 2128.487 | 5251.5288 | 2031.6677 | 3424.2662 | 325.6791 | 1827.2627 | 720.4584
2.5 |  |  | 3310.3489 | 2128.487 | 6373.9408 | 2031.6677 | 3665.7125 | 325.5783 | 2708.2283 | 720.4584
2.2 |  |  | 3687.5442 | 2128.487 | 5901.307 | 2031.6677 | 3707.2995 | 325.5293 | 2194.0075 | 720.4584
2.2 |  |  | 3748.1888 | 2128.487 | 5362.5348 | 2031.6677 | 3413.1428 | 325.3578 | 1949.3919 | 720.4584
2.1 |  |  | 3687.3062 | 2128.487 | 5322.3966 | 2031.6677 | 3380.3223 | 325.3338 | 1942.0744 | 720.4584
2.3 |  |  | 3661.3593 | 2128.487 | 5049.1118 | 2031.6677 | 3308.158 | 325.2762 | 1740.9539 | 720.4584
2.4 |  |  | 3617.0154 | 2128.487 | 4852.2038 | 2031.6677 | 3197.1531 | 325.1975 | 1655.0507 | 720.4584
2.6 |  |  | 3579.9493 | 2128.487 | 4752.6375 | 2031.6677 | 3142.4174 | 325.1417 | 1610.22 | 720.4584
2.2 |  |  | 3685.9794 | 2128.487 | 4909.1235 | 2031.6677 | 3198.7691 | 324.9443 | 1710.3543 | 720.4584
1.7 |  |  | 3789.8597 | 2128.487 | 5112.1356 | 2031.6677 | 3361.1794 | 324.8746 | 1750.9562 | 720.4584
1.1 |  |  | 3772.3855 | 2128.487 | 5653.6944 | 2031.6677 | 3559.7046 | 324.8444 | 2093.9898 | 720.4584
0.5 |  |  | 3597.6711 | 2128.487 | 6149.0914 | 2031.6677 | 3676.1155 | 324.6888 | 2472.9759 | 720.4584
0.1 |  |  | 3603.9699 | 2128.487 | 6016.9413 | 2031.6677 | 3554.6823 | 324.5943 | 2462.259 | 720.4584
-0.2 |  |  | 3680.7226 | 2128.487 | 5889.3836 | 2031.6677 | 3511.8646 | 324.5943 | 2377.519 | 720.4584
-0.6 |  |  | 3661.1294 | 2128.487 | 5885.0619 | 2031.6677 | 3532.2828 | 324.5943 | 2352.7791 | 720.4584
-0.7 |  |  | 3450.372 | 2128.487 | 5362.3951 | 2031.6677 | 3426.7588 | 324.5943 | 1935.6363 | 720.4584
-0.7 |  |  | 3082.1997 | 2128.487 | 4934.9927 | 2031.6677 | 3148.7657 | 324.5943 | 1786.227 | 720.4584
-0.7 |  |  | 2607.7078 | 2128.487 | 4591.4372 | 2031.6677 | 3136.4996 | 324.5943 | 1454.9376 | 720.4584
-1 |  |  | 2185.5818 | 2128.487 | 3620.5696 | 2031.6677 | 2740.0534 | 324.5943 | 880.5162 | 720.4584
-1.2 |  |  | 2060.7678 | 2128.487 | 3306.3519 | 2031.6677 | 2723.2947 | 324.5943 | 583.0573 | 720.4584
-1.5 |  |  | 2041.5737 | 2128.487 | 3232.3915 | 2031.6677 | 2764.6311 | 324.5943 | 467.7603 | 720.4584
-1 |  |  | 2038.8368 | 2128.487 | 3213.4707 | 2031.6677 | 2804.3316 | 324.5943 | 409.1392 | 720.4584
-0.9 |  |  | 2062.4648 | 2120.1913 | 3443.0675 | 2031.6677 | 2935.3394 | 324.5943 | 507.7281 | 720.4584
-0.9 |  |  | 2169.7514 | 2120.1393 | 4183.9689 | 2031.6677 | 3278.2661 | 324.5943 | 905.7029 | 720.4584
-1 |  |  | 2599.8422 | 2120.1393 | 5884.8809 | 2031.6677 | 4057.6182 | 324.5943 | 1827.2627 | 720.4584
-1.2 |  |  | 3310.3489 | 2120.1393 | 7064.2946 | 2031.6677 | 4356.0663 | 324.5943 | 2708.2283 | 720.4584
-1 |  |  | 3687.5442 | 2118.2443 | 6575.5736 | 2031.6677 | 4381.5661 | 324.5943 | 2194.0075 | 720.4584
-0.4 |  |  | 3748.1888 | 2117.635 | 5974.1094 | 2031.6677 | 4024.7175 | 324.5943 | 1949.3919 | 720.4584
0.1 |  |  | 3687.3062 | 2117.635 | 5844.0884 | 2031.6677 | 3902.0141 | 324.5943 | 1942.0744 | 720.4584
0.7 |  |  | 3661.3593 | 2117.635 | 5498.6491 | 2031.6677 | 3757.6953 | 324.5943 | 1740.9539 | 720.4584
1 |  |  | 3617.0154 | 2117.635 | 5254.4064 | 2031.6677 | 3599.3556 | 324.5943 | 1655.0507 | 720.4584
1.3 |  |  | 3579.9493 | 2117.635 | 5132.327 | 2031.6677 | 3522.107 | 324.5943 | 1610.22 | 720.4584
1.5 |  |  | 3685.9794 | 2117.635 | 5168.0636 | 2031.6677 | 3457.7093 | 324.5943 | 1710.3543 | 720.4584
1.8 |  |  | 3789.8597 | 2117.2634 | 5235.7971 | 2031.6677 | 3484.8409 | 324.5943 | 1750.9562 | 720.4584
2.1 |  |  | 3772.3855 | 2117.2634 | 5682.3438 | 2031.6677 | 3588.3539 | 324.5943 | 2093.9898 | 720.4584
1.3 |  |  | 3597.6711 | 2117.2634 | 6221.9933 | 2031.6677 | 3749.0174 | 324.5943 | 2472.9759 | 720.4584
0.6 |  |  | 3603.9699 | 2117.2634 | 6171.6 | 2031.6677 | 3709.341 | 324.5943 | 2462.259 | 720.4584
-0.2 |  |  | 3680.7226 | 2117.2634 | 6069.7822 | 2031.6677 | 3692.2632 | 324.5943 | 2377.519 | 720.4584
-1.2 |  |  | 3661.1294 | 2117.2634 | 6116.825 | 2031.6677 | 3764.0459 | 324.5943 | 2352.7791 | 720.4584
-1.7 |  |  | 3450.372 | 2117.2634 | 5618.1416 | 2031.6677 | 3682.5052 | 324.5943 | 1935.6363 | 720.4584
-1.7 |  |  | 3082.1997 | 2117.2634 | 5168.67 | 2031.4451 | 3382.4431 | 324.5943 | 1786.227 | 720.4584
-1.7 |  |  | 2607.7078 | 2117.2634 | 4836.8234 | 2031.0562 | 3381.8858 | 324.5943 | 1454.9376 | 720.4584
-1.7 |  |  | 2185.5818 | 2117.2634 | 3830.2865 | 2031.0017 | 2949.7704 | 324.5943 | 880.5162 | 720.4584
-1.7 |  |  | 2060.7678 | 2117.2634 | 3495.2757 | 2028.3044 | 2912.2184 | 324.5943 | 583.0573 | 720.4584
-1.7 |  |  | 2041.5737 | 2117.2634 | 3398.8686 | 2027.4726 | 2931.1083 | 324.4306 | 467.7603 | 720.4584
-1.7 |  |  | 2038.8368 | 2117.2634 | 3398.2034 | 2027.4443 | 2989.0642 | 324.3495 | 409.1392 | 720.4584
-2.2 |  |  | 2062.4648 | 2117.2634 | 3661.0988 | 2027.2548 | 3153.3707 | 323.8988 | 507.7281 | 720.4584
-2.3 |  |  | 2169.7514 | 2117.2634 | 4442.6695 | 2026.9736 | 3536.9666 | 290.8002 | 905.7029 | 720.4584
-2.5 |  |  | 2599.8422 | 2116.6622 | 6147.7052 | 2026.943 | 4320.4425 | 290.8002 | 1827.2627 | 720.4584
-2.7 |  |  | 3310.3489 | 2116.6622 | 7330.0409 | 2026.8138 | 4621.8126 | 290.8002 | 2708.2283 | 720.4584
-1.7 |  |  | 3687.5442 | 2116.6622 | 6752.3312 | 2026.7143 | 4558.3237 | 290.8002 | 2194.0075 | 720.4584
-1.1 |  |  | 3748.1888 | 2114.2588 | 6134.9295 | 2026.6887 | 4185.5375 | 290.8002 | 1949.3919 | 720.4584
-0.6 |  |  | 3687.3062 | 2114.2588 | 5994.7501 | 2026.5364 | 4052.6757 | 290.8002 | 1942.0744 | 720.4584
0 |  |  | 3661.3593 | 2114.2588 | 5641.6519 | 2026.5364 | 3900.698 | 290.8002 | 1740.9539 | 720.4584
0.6 |  |  | 3617.0154 | 2114.2588 | 5350.9781 | 2026.5364 | 3695.9274 | 290.8002 | 1655.0507 | 720.4584
1.1 |  |  | 3579.9493 | 2114.2588 | 5196.9537 | 2026.5364 | 3586.7337 | 290.8002 | 1610.22 | 720.4584
1.7 |  |  | 3685.9794 | 2114.2588 | 5164.7551 | 2026.5364 | 3454.4008 | 290.8002 | 1710.3543 | 720.4584
0.7 |  |  | 3789.8597 | 2114.2588 | 5431.5431 | 2026.5364 | 3680.5869 | 290.7616 | 1750.9562 | 720.4584
1.1 |  |  | 3772.3855 | 2114.2588 | 5862.9359 | 2026.5364 | 3768.9461 | 290.7616 | 2093.9898 | 720.4584
1.6 |  |  | 3597.6711 | 2114.2588 | 6227.4818 | 2026.5364 | 3754.5058 | 290.7616 | 2472.9759 | 720.4584
2 |  |  | 3603.9699 | 2114.2588 | 6072.631 | 2026.5364 | 3610.372 | 290.7616 | 2462.259 | 720.4584
1.2 |  |  | 3680.7226 | 2114.2588 | 5964.2855 | 2026.5364 | 3586.7665 | 290.7616 | 2377.519 | 720.4584
0.5 |  |  | 3661.1294 | 2114.2588 | 6004.9811 | 2026.5364 | 3652.202 | 290.7616 | 2352.7791 | 720.4584
0.2 |  |  | 3450.372 | 2114.2588 | 5504.1094 | 2026.5364 | 3568.4731 | 290.7616 | 1935.6363 | 720.4584
1.4 |  |  | 3082.1997 | 2114.2588 | 4937.6753 | 2026.5364 | 3151.4483 | 290.7616 | 1786.227 | 720.4584
2.5 |  |  | 2607.7078 | 2114.2588 | 4473.8556 | 2026.5364 | 3018.918 | 290.7616 | 1454.9376 | 720.4584
3.7 |  |  | 2185.5818 | 2114.2588 | 3429.493 | 2026.5364 | 2548.9768 | 290.7616 | 880.5162 | 720.4584
5.2 |  |  | 2060.7678 | 2114.2588 | 2928.5792 | 2026.5364 | 2345.5219 | 290.7616 | 583.0573 | 720.4584
5.2 |  |  | 2041.5737 | 2114.2588 | 2875.8793 | 2026.5364 | 2408.1189 | 283.886 | 467.7603 | 720.4584
5.2 |  |  | 2038.8368 | 2114.2588 | 2832.6806 | 2026.5364 | 2423.5414 | 263.968 | 409.1392 | 720.4584
5.2 |  |  | 2062.4648 | 2114.2588 | 2976.0359 | 2026.5364 | 2468.3078 | 263.7354 | 507.7281 | 720.4584
8.5 |  |  | 2169.7514 | 2114.2588 | 3072.295 | 2026.5364 | 2166.5921 | 263.7354 | 905.7029 | 720.4584
7.1 |  |  | 2599.8422 | 2114.2588 | 4723.7228 | 2026.5364 | 2896.4601 | 263.6967 | 1827.2627 | 720.4584
7.9 |  |  | 3310.3489 | 2114.2588 | 5736.2725 | 2026.5364 | 3028.0442 | 263.5017 | 2708.2283 | 720.4584
8.7 |  |  | 3687.5442 | 2114.2588 | 5171.0042 | 2026.5364 | 2976.9968 | 229.612 | 2194.0075 | 720.4584
9.2 |  |  | 3748.1888 | 2114.2588 | 4451.8507 | 2026.5364 | 2502.4588 | 229.4693 | 1949.3919 | 720.4584
9.7 |  |  | 3687.3062 | 2114.2588 | 4323.981 | 2026.5364 | 2381.9067 | 229.3894 | 1942.0744 | 720.4584
11.5 |  |  | 3661.3593 | 2114.2588 | 3811.6674 | 2026.5364 | 2070.7135 | 229.3894 | 1740.9539 | 720.4584
10.9 |  |  | 3617.0154 | 2114.2588 | 3680.3237 | 2026.5364 | 2025.2729 | 229.3894 | 1655.0507 | 720.4584
10.2 |  |  | 3579.9493 | 2114.2588 | 3700.9857 | 2026.5364 | 2090.7657 | 229.3894 | 1610.22 | 720.4584
9.6 |  |  | 3685.9794 | 2114.2588 | 3784.2408 | 2026.5364 | 2073.8864 | 229.3894 | 1710.3543 | 720.4584
9 |  |  | 3789.8597 | 2114.2588 | 3934.0018 | 2026.5364 | 2183.0456 | 229.3894 | 1750.9562 | 720.4584
8.3 |  |  | 3772.3855 | 2114.2588 | 4438.2624 | 2026.5364 | 2344.2726 | 229.3894 | 2093.9898 | 720.4584
7.7 |  |  | 3597.6711 | 2114.2588 | 4944.9375 | 2026.5364 | 2471.9616 | 229.3894 | 2472.9759 | 720.4584
7.4 |  |  | 3603.9699 | 2114.2588 | 4886.0677 | 2026.5364 | 2423.8087 | 229.3894 | 2462.259 | 720.4584
7.1 |  |  | 3680.7226 | 2114.2588 | 4777.2379 | 2026.5364 | 2399.7189 | 229.3894 | 2377.519 | 720.4584
7.1 |  |  | 3661.1294 | 2114.2588 | 4826.166 | 2026.5364 | 2473.3869 | 229.3894 | 2352.7791 | 720.4584
6.1 |  |  | 3450.372 | 2114.2588 | 4412.11 | 2026.5364 | 2476.4737 | 229.3894 | 1935.6363 | 720.4584
5.1 |  |  | 3082.1997 | 2114.2588 | 4056.7718 | 2026.5364 | 2270.5449 | 229.3894 | 1786.227 | 720.4584
4.1 |  |  | 2607.7078 | 2114.2588 | 3697.2518 | 2026.5364 | 2242.3142 | 229.3378 | 1454.9376 | 602.491
3.1 |  |  | 2346.6555 | 2114.2588 | 3163.0736 | 2026.5364 | 2104.3763 | 229.2314 | 1058.6973 | 602.491
2.1 |  |  | 2161.8075 | 2114.2588 | 2794.6567 | 2026.5364 | 2074.1984 | 229.2081 | 720.4584 | 602.491
2.3 |  |  | 2085.4126 | 2114.2588 | 2459.7485 | 2026.5364 | 1932.3694 | 229.2001 | 527.379 | 602.491
2.5 |  |  | 2042.7717 | 2114.2588 | 2336.1469 | 2026.5364 | 1911.2483 | 229.2001 | 424.8986 | 602.491
2.7 |  |  | 2040.2062 | 2114.2588 | 2390.7511 | 2026.5243 | 1972.0499 | 229.2001 | 418.7012 | 602.491
3.3 |  |  | 2048.0696 | 2114.2588 | 2522.3374 | 2026.4667 | 2010.0048 | 229.2001 | 512.3326 | 602.491
3.9 |  |  | 2151.985 | 2114.2588 | 3119.8037 | 2026.4422 | 2520.6365 | 229.2001 | 599.1672 | 602.491
4.5 |  |  | 2461.9337 | 2114.2588 | 3517.11 | 2026.4413 | 2478.0364 | 229.2001 | 1039.0737 | 602.491
5.1 |  |  | 2877.2007 | 2114.2588 | 4458.199 | 2026.4306 | 2715.7253 | 229.2001 | 1742.4737 | 602.491
5.7 |  |  | 3165.0601 | 2114.2588 | 5439.1322 | 2026.3852 | 2878.2752 | 229.2001 | 2560.857 | 602.491
6.9 |  |  | 3164.7435 | 2114.2588 | 5511.2554 | 2026.3771 | 2733.444 | 172.0461 | 2777.8114 | 602.491
8.1 |  |  | 3133.1785 | 2114.2588 | 5393.2756 | 2026.3094 | 2635.1518 | 171.4954 | 2758.1239 | 602.491
9.3 |  |  | 3095.6351 | 2114.2588 | 4843.5808 | 2026.1998 | 2407.065 | 171.4831 | 2436.5158 | 602.491
10.5 |  |  | 3111.3285 | 2114.2588 | 4347.3263 | 2026.0028 | 2151.8705 | 171.1342 | 2195.4559 | 602.491
10.5 |  |  | 3153.287 | 2114.2588 | 4208.0342 | 2026.0026 | 2194.2588 | 170.9698 | 2013.7755 | 602.491
9.3 |  |  | 3229.4675 | 2114.2588 | 4152.9591 | 2025.8091 | 2239.287 | 170.9698 | 1913.6721 | 602.491
8.2 |  |  | 3301.297 | 2114.2588 | 4476.0006 | 2025.5376 | 2499.0533 | 170.9698 | 1976.9473 | 602.491
7 |  |  | 3376.833 | 2114.2588 | 4968.1998 | 2022.4633 | 2685.9311 | 170.9698 | 2282.2688 | 602.491
6.5 |  |  | 3505.6927 | 2114.2588 | 4871.6509 | 2021.0701 | 2674.4301 | 170.9698 | 2197.2207 | 602.491
6 |  |  | 3588.0767 | 2114.2588 | 4810.5765 | 2012.9512 | 2681.2226 | 170.9698 | 2129.3539 | 602.491
5.5 |  |  | 3537.0971 | 2114.2588 | 4766.2363 | 2012.9512 | 2575.631 | 170.9698 | 2190.6053 | 599.1672
6.6 |  |  | 3307.1462 | 2114.2588 | 4293.725 | 2012.9512 | 2417.0948 | 170.9698 | 1876.6302 | 599.1672
6.1 |  |  | 2971.0933 | 2114.2588 | 3686.1292 | 2012.9512 | 2088.1316 | 170.9698 | 1597.9976 | 599.1672
5.6 |  |  | 2570.7922 | 2114.2588 | 3336.5898 | 2012.9512 | 2118.3406 | 170.9698 | 1218.2492 | 599.1672
5 |  |  | 2343.1784 | 2114.2588 | 3163.6894 | 2012.9512 | 2104.9921 | 170.9698 | 1058.6973 | 599.1672
4.5 |  |  | 2159.8604 | 2106.1356 | 2689.2179 | 2012.9512 | 1968.7596 | 170.9698 | 720.4584 | 599.1672
4.3 |  |  | 2083.2355 | 2106.1356 | 2435.7026 | 2012.9512 | 1908.3236 | 170.9698 | 527.379 | 599.1672
4.1 |  |  | 2041.6223 | 2106.1356 | 2329.2504 | 2012.9512 | 1904.3518 | 170.9698 | 424.8986 | 599.1672
3.8 |  |  | 2038.2145 | 2106.1356 | 2396.91 | 2012.9512 | 1978.2088 | 170.9698 | 418.7012 | 599.1672
3.5 |  |  | 2045.0139 | 2106.1356 | 2558.8355 | 2009.8264 | 2046.5028 | 170.9698 | 512.3326 | 599.1672
2.8 |  |  | 2145.5263 | 2106.1356 | 3229.217 | 2009.8264 | 2630.0498 | 170.9698 | 599.1672 | 599.1672
2 |  |  | 2450.6092 | 2106.1356 | 3702.4494 | 2009.8264 | 2663.3758 | 170.9698 | 1039.0737 | 599.1672
1.9 |  |  | 2848.6074 | 2106.1356 | 4699.0816 | 2009.8264 | 2956.6079 | 170.9698 | 1742.4737 | 599.1672
1.7 |  |  | 3110.5949 | 2106.1356 | 5908.2308 | 2009.8264 | 3347.3738 | 170.9698 | 2560.857 | 599.1672
2.5 |  |  | 3092.1207 | 2106.1356 | 5867.215 | 2009.8264 | 3089.4036 | 170.9698 | 2777.8114 | 599.1672
3.2 |  |  | 3058.3923 | 2106.1356 | 5903.2467 | 2009.8264 | 3145.1228 | 170.9698 | 2758.1239 | 599.1672
4 |  |  | 3020.0621 | 2106.1356 | 5441.3275 | 2009.8264 | 3004.8117 | 170.9698 | 2436.5158 | 599.1672
4.7 |  |  | 3036.3484 | 2106.1356 | 5179.7512 | 2009.8264 | 2984.2954 | 170.9698 | 2195.4559 | 599.1672
5.4 |  |  | 3085.0661 | 2099.6769 | 4771.1321 | 2009.8264 | 2757.3566 | 170.9698 | 2013.7755 | 599.1672
6.2 |  |  | 3169.5851 | 2099.6769 | 4634.7885 | 2009.8264 | 2721.1164 | 170.9698 | 1913.6721 | 599.1672
5.9 |  |  | 3248.0281 | 2099.6769 | 4839.5827 | 2009.8264 | 2862.6354 | 170.9698 | 1976.9473 | 599.1672
5.5 |  |  | 3328.3344 | 2099.6769 | 5200.0973 | 2009.8264 | 2917.8285 | 170.9698 | 2282.2688 | 599.1672
5.2 |  |  | 3468.7702 | 2099.6769 | 5099.0125 | 2007.3172 | 2901.7918 | 170.9698 | 2197.2207 | 599.1672
4.9 |  |  | 3563.6681 | 2099.6769 | 5012.8782 | 2007.3172 | 2883.5244 | 170.9698 | 2129.3539 | 599.1672
4.5 |  |  | 3521.924 | 2099.6769 | 4971.3299 | 2007.3172 | 2780.7246 | 170.9698 | 2190.6053 | 599.1672
4.2 |  |  | 3297.8561 | 2099.6769 | 4623.5397 | 2007.3172 | 2746.9095 | 170.9698 | 1876.6302 | 599.1672
3.7 |  |  | 2964.6324 | 2099.6769 | 3991.2146 | 2007.3172 | 2393.217 | 170.9698 | 1597.9976 | 599.1672
3.1 |  |  | 2566.1688 | 2099.6769 | 3688.2249 | 2007.3172 | 2469.9757 | 170.9698 | 1218.2492 | 599.1672
2.6 |  |  | 2185.5818 | 2099.6769 | 3149.6718 | 2007.3172 | 2269.1556 | 170.9698 | 880.5162 | 599.1672
2 |  |  | 2060.7678 | 2099.6769 | 2832.5971 | 2007.3172 | 2249.5398 | 170.9698 | 583.0573 | 599.1672
1.5 |  |  | 2041.5737 | 2099.6769 | 2767.5272 | 2007.3172 | 2299.7669 | 170.9698 | 467.7603 | 599.1672
1.4 |  |  | 2038.8368 | 2091.6777 | 2774.3849 | 2007.3172 | 2365.2457 | 170.9698 | 409.1392 | 599.1672
1.3 |  |  | 2062.4648 | 2091.6777 | 3000.0491 | 2006.4466 | 2492.321 | 170.9698 | 507.7281 | 599.1672
1.2 |  |  | 2169.7514 | 2091.6777 | 3665.7984 | 2005.7401 | 2760.0956 | 170.9698 | 905.7029 | 599.1672
1.1 |  |  | 2599.8422 | 2091.6777 | 5373.2617 | 2005.7266 | 3545.9991 | 170.9698 | 1827.2627 | 599.1672
1 |  |  | 3310.3489 | 2091.6777 | 6469.8385 | 2005.7266 | 3761.6101 | 170.9698 | 2708.2283 | 599.1672
1.5 |  |  | 3687.5442 | 2091.6777 | 5917.2841 | 2002.5099 | 3723.2767 | 170.9698 | 2194.0075 | 599.1672
2.1 |  |  | 3748.1888 | 2091.6777 | 5334.375 | 2001.8258 | 3384.9831 | 170.9698 | 1949.3919 | 599.1672
2.7 |  |  | 3687.3062 | 2091.6777 | 5210.6536 | 2000.0927 | 3268.5793 | 170.9698 | 1942.0744 | 599.1672
3.2 |  |  | 3661.3593 | 2091.6777 | 4898.2411 | 2000.0927 | 3157.2872 | 170.9698 | 1740.9539 | 599.1672
3.5 |  |  | 3617.0154 | 2091.6777 | 4673.197 | 2000.0927 | 3018.1462 | 170.9698 | 1655.0507 | 599.1672
3.9 |  |  | 3579.9493 | 2091.6777 | 4546.2682 | 1998.846 | 2936.0482 | 170.9698 | 1610.22 | 599.1672
4.2 |  |  | 3685.9794 | 2091.6777 | 4585.6307 | 1998.1191 | 2875.2764 | 170.9698 | 1710.3543 | 599.1672
4.5 |  |  | 3789.8597 | 2091.6777 | 4661.0985 | 1997.2253 | 2910.1424 | 170.6957 | 1750.9562 | 599.1672
4.9 |  |  | 3772.3855 | 2090.5283 | 5088.0537 | 1995.6441 | 2994.0639 | 170.6034 | 2093.9898 | 599.1672
5.2 |  |  | 3597.6711 | 2090.5283 | 5492.3263 | 1991.153 | 3019.3504 | 170.5459 | 2472.9759 | 599.1672
4.7 |  |  | 3603.9699 | 2090.5283 | 5466.4837 | 1988.24 | 3004.2247 | 170.4835 | 2462.259 | 599.1672
4.2 |  |  | 3680.7226 | 2090.5283 | 5367.5121 | 1985.054 | 2989.9931 | 142.3065 | 2377.519 | 599.1672
4.9 |  |  | 3661.1294 | 2090.5283 | 5333.6474 | 1983.1751 | 2980.8684 | 142.2452 | 2352.7791 | 599.1672
4.3 |  |  | 3450.372 | 2090.5283 | 4899.8801 | 1982.6322 | 2964.2438 | 141.6302 | 1935.6363 | 599.1672
4.5 |  |  | 3082.1997 | 2090.5283 | 4432.5491 | 1979.1901 | 2646.3221 | 141.4853 | 1786.227 | 599.1672
4.7 |  |  | 2607.7078 | 2090.5283 | 4007.4292 | 1977.4076 | 2552.4916 | 141.3236 | 1454.9376 | 599.1672
4.7 |  |  | 2185.5818 | 2090.5283 | 3068.4353 | 1977.4076 | 2187.9191 | 141.3236 | 880.5162 | 599.1672
4.7 |  |  | 2060.7678 | 2090.5283 | 2679.3042 | 1977.4076 | 2096.2469 | 141.3236 | 583.0573 | 599.1672
4.1 |  |  | 2041.5737 | 2090.5283 | 2635.6173 | 1977.4076 | 2167.8569 | 141.3236 | 467.7603 | 599.1672
3.7 |  |  | 2038.8368 | 2090.5283 | 2636.2807 | 1977.4076 | 2227.1415 | 141.3236 | 409.1392 | 599.1672
3.7 |  |  | 2062.4648 | 2090.5283 | 2817.0095 | 1977.4076 | 2309.2814 | 141.3236 | 507.7281 | 599.1672
3.5 |  |  | 2169.7514 | 2085.4126 | 3409.8148 | 1977.4076 | 2504.112 | 141.3236 | 905.7029 | 599.1672
3.9 |  |  | 2599.8422 | 2085.4126 | 5016.3564 | 1977.4076 | 3189.0937 | 141.3236 | 1827.2627 | 599.1672
4 |  |  | 3310.3489 | 2085.4126 | 6080.3246 | 1977.4076 | 3372.0962 | 141.3236 | 2708.2283 | 599.1672
4 |  |  | 3687.5442 | 2085.4126 | 5565.8362 | 1977.4076 | 3371.8287 | 141.3236 | 2194.0075 | 599.1672
4.4 |  |  | 3748.1888 | 2085.4126 | 4966.6184 | 1977.4076 | 3017.2265 | 141.3236 | 1949.3919 | 599.1672
4.9 |  |  | 3687.3062 | 2085.4126 | 4842.292 | 1977.4076 | 2900.2176 | 141.3236 | 1942.0744 | 599.1672
5.4 |  |  | 3661.3593 | 2085.4126 | 4524.6563 | 1977.4076 | 2783.7024 | 141.3236 | 1740.9539 | 599.1672
6 |  |  | 3617.0154 | 2085.4126 | 4252.6433 | 1977.4076 | 2597.5926 | 141.3236 | 1655.0507 | 599.1672
6.7 |  |  | 3579.9493 | 2085.4126 | 4076.0888 | 1977.4076 | 2465.8688 | 141.3236 | 1610.22 | 599.1672
6.8 |  |  | 3685.9794 | 2085.4126 | 4117.388 | 1977.4076 | 2407.0336 | 141.3236 | 1710.3543 | 599.1672
6.7 |  |  | 3789.8597 | 2085.4126 | 4243.1785 | 1977.4076 | 2492.2224 | 141.3236 | 1750.9562 | 599.1672
6.2 |  |  | 3772.3855 | 2085.4126 | 4796.2695 | 1977.4076 | 2702.2796 | 141.3236 | 2093.9898 | 599.1672
5 |  |  | 3597.6711 | 2085.4126 | 5399.0055 | 1977.4076 | 2926.0295 | 141.3236 | 2472.9759 | 599.1672
4 |  |  | 3603.9699 | 2085.4126 | 5395.6567 | 1977.4076 | 2933.3976 | 141.3236 | 2462.259 | 599.1672
3.7 |  |  | 3680.7226 | 2085.4126 | 5287.1014 | 1977.4076 | 2909.5824 | 141.3236 | 2377.519 | 599.1672
3.2 |  |  | 3661.1294 | 2085.4126 | 5350.6405 | 1977.4076 | 2997.8614 | 141.3236 | 2352.7791 | 599.1672
2.6 |  |  | 3450.372 | 2085.4126 | 4894.9584 | 1977.4076 | 2959.3221 | 141.3236 | 1935.6363 | 599.1672
1.7 |  |  | 3082.1997 | 2085.4126 | 4544.1096 | 1977.4076 | 2757.8826 | 141.3236 | 1786.227 | 599.1672
2.1 |  |  | 2607.7078 | 2085.4126 | 4124.4183 | 1977.4076 | 2669.4807 | 141.3236 | 1454.9376 | 599.1672
1.9 |  |  | 2185.5818 | 2085.4126 | 3165.2726 | 1977.4076 | 2284.7564 | 141.3236 | 880.5162 | 599.1672
2 |  |  | 2060.7678 | 2085.4126 | 2799.2218 | 1977.4076 | 2216.1645 | 141.3236 | 583.0573 | 599.1672
2 |  |  | 2041.5737 | 2085.4126 | 2695.292 | 1977.4076 | 2227.5316 | 141.3236 | 467.7603 | 599.1672
1.7 |  |  | 2038.8368 | 2085.4126 | 2710.5878 | 1977.4076 | 2301.4486 | 141.3236 | 409.1392 | 599.1672
0.9 |  |  | 2062.4648 | 2085.4126 | 2985.0498 | 1977.4076 | 2477.3218 | 141.3236 | 507.7281 | 599.1672
1 |  |  | 2169.7514 | 2085.4126 | 3639.1815 | 1977.4076 | 2733.4786 | 141.3236 | 905.7029 | 599.1672
0.6 |  |  | 2599.8422 | 2083.2355 | 5395.2655 | 1977.4076 | 3568.0028 | 141.3236 | 1827.2627 | 599.1672
0.7 |  |  | 3310.3489 | 2083.2355 | 6471.1392 | 1977.4076 | 3762.9108 | 141.3236 | 2708.2283 | 599.1672
0.9 |  |  | 3687.5442 | 2083.2355 | 5959.2852 | 1977.4076 | 3765.2778 | 141.3236 | 2194.0075 | 599.1672
1.8 |  |  | 3748.1888 | 2083.2355 | 5370.7055 | 1977.4076 | 3421.3136 | 141.3236 | 1949.3919 | 599.1672
3 |  |  | 3687.3062 | 2083.2355 | 5181.6486 | 1977.4076 | 3239.5742 | 141.3236 | 1942.0744 | 599.1672
4.7 |  |  | 3661.3593 | 2083.2355 | 4713.5029 | 1977.4076 | 2972.549 | 141.3236 | 1740.9539 | 599.1672
6.3 |  |  | 3617.0154 | 2083.2355 | 4306.3354 | 1977.4076 | 2651.2847 | 141.3236 | 1655.0507 | 599.1672
7.5 |  |  | 3579.9493 | 2083.2355 | 4062.4725 | 1977.4076 | 2452.2525 | 141.3236 | 1610.22 | 599.1672
7.8 |  |  | 3685.9794 | 2083.2355 | 4042.7203 | 1977.4076 | 2332.366 | 141.3236 | 1710.3543 | 599.1672
7.8 |  |  | 3789.8597 | 2083.2355 | 4146.0835 | 1977.4076 | 2395.1273 | 141.3236 | 1750.9562 | 599.1672
7.2 |  |  | 3772.3855 | 2083.2355 | 4747.2887 | 1977.4076 | 2653.2988 | 141.3236 | 2093.9898 | 599.1672
7.7 |  |  | 3597.6711 | 2083.2355 | 5136.7064 | 1977.4076 | 2663.7305 | 141.3236 | 2472.9759 | 599.1672
8.2 |  |  | 3603.9699 | 2083.2355 | 5039.637 | 1977.4076 | 2577.378 | 141.3236 | 2462.259 | 599.1672
7.9 |  |  | 3680.7226 | 2083.2355 | 4915.4196 | 1977.4076 | 2537.9006 | 141.3236 | 2377.519 | 599.1672
7.4 |  |  | 3661.1294 | 2083.2355 | 5039.801 | 1977.4076 | 2687.0219 | 141.2089 | 2352.7791 | 599.1672
6.2 |  |  | 3450.372 | 2083.2355 | 4665.6837 | 1977.4076 | 2730.0473 | 141.0004 | 1935.6363 | 599.1672
5.2 |  |  | 3082.1997 | 2083.2355 | 4286.2769 | 1977.4076 | 2500.05 | 140.9521 | 1786.227 | 599.1672
4 |  |  | 2607.7078 | 2083.2355 | 3966.1199 | 1977.4076 | 2511.1823 | 140.9077 | 1454.9376 | 599.1672
3.5 |  |  | 2185.5818 | 2083.2355 | 3042.6369 | 1977.4076 | 2162.1207 | 140.357 | 880.5162 | 599.1672
4 |  |  | 2060.7678 | 2083.2355 | 2620.724 | 1977.4076 | 2037.6668 | 140.357 | 583.0573 | 599.1672
4.4 |  |  | 2041.5737 | 2083.2355 | 2491.7174 | 1977.4076 | 2023.9571 | 115.5698 | 467.7603 | 599.1672
5.2 |  |  | 2038.8368 | 2083.2355 | 2409.9282 | 1977.4076 | 2000.789 | 115.5698 | 409.1392 | 599.1672
5.6 |  |  | 2062.4648 | 2083.2355 | 2544.1693 | 1977.4076 | 2036.4412 | 115.3806 | 507.7281 | 583.0573
5.9 |  |  | 2169.7514 | 2083.2355 | 3019.1225 | 1977.4076 | 2113.4196 | 115.3806 | 905.7029 | 583.0573
5.8 |  |  | 2599.8422 | 2083.2355 | 4658.5326 | 1977.4076 | 2831.27 | 115.3806 | 1827.2627 | 583.0573
6.3 |  |  | 3310.3489 | 2070.9943 | 5643.5396 | 1977.4076 | 2935.3113 | 114.4737 | 2708.2283 | 583.0573
6.2 |  |  | 3687.5442 | 2070.9943 | 5117.068 | 1977.4076 | 2923.0605 | 114.4737 | 2194.0075 | 583.0573
5.7 |  |  | 3748.1888 | 2070.9943 | 4618.1659 | 1977.4076 | 2668.774 | 114.4737 | 1949.3919 | 583.0573
5.9 |  |  | 3687.3062 | 2070.9943 | 4545.4953 | 1977.4076 | 2603.4209 | 114.4737 | 1942.0744 | 583.0573
5.8 |  |  | 3661.3593 | 2070.9943 | 4325.545 | 1977.4076 | 2584.5911 | 114.4737 | 1740.9539 | 583.0573
7.8 |  |  | 3617.0154 | 2070.9943 | 3884.7061 | 1977.2542 | 2229.6554 | 114.4737 | 1655.0507 | 583.0573
6.5 |  |  | 3579.9493 | 2070.9943 | 3993.2639 | 1976.7419 | 2383.0439 | 114.4737 | 1610.22 | 583.0573
5.9 |  |  | 3685.9794 | 2070.9943 | 4178.6014 | 1974.2122 | 2468.2471 | 114.4737 | 1710.3543 | 583.0573
5.5 |  |  | 3789.8597 | 2070.9943 | 4368.3207 | 1972.924 | 2617.3646 | 114.4737 | 1750.9562 | 583.0573
5.2 |  |  | 3772.3855 | 2070.9943 | 4870.6985 | 1972.463 | 2776.7087 | 114.4737 | 2093.9898 | 583.0573
5.3 |  |  | 3597.6711 | 2070.9943 | 5292.4873 | 1972.2611 | 2819.5114 | 114.4737 | 2472.9759 | 583.0573
6.2 |  |  | 3603.9699 | 2070.9943 | 5080.2815 | 1971.0311 | 2618.0225 | 114.4737 | 2462.259 | 583.0573
4.5 |  |  | 3680.7226 | 2070.9943 | 5140.8084 | 1968.7942 | 2763.2894 | 114.4737 | 2377.519 | 583.0573
6.7 |  |  | 3661.1294 | 2067.9385 | 4976.7362 | 1961.9064 | 2623.9571 | 114.4737 | 2352.7791 | 583.0573
7 |  |  | 3450.372 | 2067.9385 | 4483.8727 | 1960.8526 | 2548.2364 | 107.9327 | 1935.6363 | 583.0573
7 |  |  | 3082.1997 | 2067.9385 | 4039.4312 | 1958.2805 | 2253.2042 | 106.8975 | 1786.227 | 583.0573
7.1 |  |  | 2607.7078 | 2067.9385 | 3580.9047 | 1958.0007 | 2125.9671 | 106.4622 | 1454.9376 | 583.0573
7.5 |  |  | 2185.5818 | 2067.9385 | 2625.3675 | 1957.3613 | 1744.8513 | 106.2018 | 880.5162 | 583.0573
7.6 |  |  | 2060.7678 | 2067.9385 | 2202.993 | 1955.4726 | 1619.9357 | 106.1693 | 583.0573 | 583.0573
7.3 |  |  | 2041.5737 | 2067.9385 | 2136.8265 | 1954.0806 | 1669.0662 | 106.0526 | 467.7603 | 583.0573
7.7 |  |  | 2038.8368 | 2067.9385 | 2079.8988 | 1953.0538 | 1670.7596 | 106.0116 | 409.1392 | 583.0573
7.6 |  |  | 2062.4648 | 2067.9385 | 2246.4794 | 1953.0538 | 1738.7513 | 105.9638 | 507.7281 | 583.0573
6.7 |  |  | 2169.7514 | 2067.9385 | 2792.3096 | 1953.0538 | 1886.6067 | 105.9638 | 905.7029 | 583.0573
4.9 |  |  | 2599.8422 | 2067.9385 | 4651.8011 | 1953.0538 | 2824.5385 | 105.9638 | 1827.2627 | 583.0573
5.2 |  |  | 3310.3489 | 2067.9385 | 5657.073 | 1953.0538 | 2948.8447 | 105.9638 | 2708.2283 | 583.0573
4.2 |  |  | 3687.5442 | 2067.9385 | 5246.504 | 1953.0538 | 3052.4965 | 105.9638 | 2194.0075 | 583.0573
4.3 |  |  | 3748.1888 | 2067.7158 | 4757.0193 | 1953.0538 | 2807.6274 | 105.9638 | 1949.3919 | 583.0573
4.7 |  |  | 3687.3062 | 2067.7158 | 4690.1216 | 1953.0538 | 2748.0472 | 105.9638 | 1942.0744 | 583.0573
5.4 |  |  | 3661.3593 | 2067.7158 | 4376.5191 | 1953.0538 | 2635.5652 | 105.9638 | 1740.9539 | 583.0573
7.1 |  |  | 3617.0154 | 2067.7158 | 3983.8762 | 1953.0538 | 2328.8255 | 105.9638 | 1655.0507 | 583.0573
7.1 |  |  | 3579.9493 | 2067.7158 | 3913.2061 | 1953.0538 | 2302.9861 | 105.9638 | 1610.22 | 583.0573
7.1 |  |  | 3685.9794 | 2067.7158 | 3992.6783 | 1953.0538 | 2282.324 | 105.9638 | 1710.3543 | 583.0573
7 |  |  | 3789.8597 | 2067.7158 | 4124.9429 | 1952.7963 | 2373.9868 | 105.9638 | 1750.9562 | 583.0573
6.1 |  |  | 3772.3855 | 2067.7158 | 4719.3731 | 1951.5762 | 2625.3833 | 105.9638 | 2093.9898 | 583.0573
5.1 |  |  | 3597.6711 | 2067.7158 | 5285.717 | 1950.5183 | 2812.7411 | 105.9638 | 2472.9759 | 583.0573
5.6 |  |  | 3603.9699 | 2067.7158 | 5099.4988 | 1948.6804 | 2637.2398 | 105.9638 | 2462.259 | 583.0573
5.1 |  |  | 3680.7226 | 2067.7158 | 5023.2829 | 1946.7818 | 2645.7639 | 105.9638 | 2377.519 | 583.0573
5.2 |  |  | 3661.1294 | 2067.7158 | 5054.6487 | 1946.7818 | 2701.8696 | 105.9638 | 2352.7791 | 583.0573
5.1 |  |  | 3450.372 | 2067.7158 | 4579.8975 | 1946.7818 | 2644.2612 | 105.9638 | 1935.6363 | 583.0573
4.9 |  |  | 3082.1997 | 2065.7241 | 4174.5993 | 1946.7818 | 2388.3724 | 105.9638 | 1786.227 | 583.0573
4.5 |  |  | 2607.7078 | 2065.7241 | 3789.8458 | 1946.7818 | 2334.9082 | 105.9638 | 1454.9376 | 583.0573
4.2 |  |  | 2346.6555 | 2065.7241 | 3235.8952 | 1946.7818 | 2177.1979 | 105.9638 | 1058.6973 | 583.0573
1.5 |  |  | 2161.8075 | 2065.7241 | 2982.7474 | 1946.7818 | 2262.289 | 105.9638 | 720.4584 | 583.0573
4.2 |  |  | 2085.4126 | 2065.7241 | 2515.5652 | 1946.7818 | 1988.1862 | 105.9638 | 527.379 | 583.0573
3 |  |  | 2042.7717 | 2065.7241 | 2505.7228 | 1946.7818 | 2080.8243 | 105.9638 | 424.8986 | 583.0573
2.7 |  |  | 2040.2062 | 2065.7241 | 2597.3447 | 1946.7818 | 2178.6435 | 105.9638 | 418.7012 | 583.0573
3.4 |  |  | 2048.0696 | 2065.7241 | 2728.7926 | 1946.7818 | 2216.46 | 105.9638 | 512.3326 | 583.0573
3.7 |  |  | 2151.985 | 2065.7241 | 3322.928 | 1946.7818 | 2723.7608 | 105.9638 | 599.1672 | 583.0573
4 |  |  | 2461.9337 | 2065.7241 | 3748.0218 | 1946.5378 | 2708.9481 | 105.9638 | 1039.0737 | 583.0573
5 |  |  | 2877.2007 | 2065.7241 | 4629.0548 | 1946.5378 | 2886.581 | 105.9638 | 1742.4737 | 583.0573
5.4 |  |  | 3165.0601 | 2065.7241 | 5572.9831 | 1946.5378 | 3012.1261 | 105.9638 | 2560.857 | 583.0573
6.3 |  |  | 3164.7435 | 2065.7241 | 5673.8004 | 1946.5378 | 2895.989 | 105.9638 | 2777.8114 | 583.0573
6 |  |  | 3133.1785 | 2064.8451 | 5675.7161 | 1946.5378 | 2917.5922 | 105.9638 | 2758.1239 | 583.0573
6.2 |  |  | 3095.6351 | 2064.8451 | 5245.2743 | 1946.5378 | 2808.7585 | 105.9638 | 2436.5158 | 583.0573
6.3 |  |  | 3111.3285 | 2064.8451 | 4947.8019 | 1946.5378 | 2752.3461 | 105.9638 | 2195.4559 | 583.0573
6.5 |  |  | 3153.287 | 2064.8451 | 4659.8884 | 1946.5378 | 2646.113 | 105.9638 | 2013.7755 | 583.0573
6.6 |  |  | 3229.4675 | 2064.8451 | 4581.9375 | 1946.5378 | 2668.2654 | 105.9638 | 1913.6721 | 583.0573
6.5 |  |  | 3301.297 | 2064.8451 | 4753.8955 | 1946.5378 | 2776.9482 | 105.9638 | 1976.9473 | 583.0573
5.9 |  |  | 3376.833 | 2064.8451 | 5144.691 | 1946.5378 | 2862.4222 | 105.9638 | 2282.2688 | 583.0573
6.3 |  |  | 3505.6927 | 2064.8451 | 4951.6345 | 1946.5378 | 2754.4138 | 105.9638 | 2197.2207 | 583.0573
6.1 |  |  | 3588.0767 | 2064.8451 | 4840.7176 | 1946.5378 | 2711.3637 | 105.9638 | 2129.3539 | 583.0573
6.2 |  |  | 3537.0971 | 2064.8451 | 4737.5088 | 1944.116 | 2546.9034 | 105.9638 | 2190.6053 | 583.0573
5.9 |  |  | 3307.1462 | 2064.8451 | 4402.3033 | 1943.9512 | 2525.6731 | 105.9638 | 1876.6302 | 583.0573
5.7 |  |  | 2971.0933 | 2064.8451 | 3770.7105 | 1942.6095 | 2172.7129 | 105.9638 | 1597.9976 | 583.0573
5.5 |  |  | 2570.7922 | 2064.8451 | 3405.8105 | 1942.3349 | 2187.5613 | 105.9638 | 1218.2492 | 583.0573
4.8 |  |  | 2343.1784 | 2064.8451 | 3253.448 | 1942.3349 | 2194.7506 | 105.9638 | 1058.6973 | 583.0573
5 |  |  | 2159.8604 | 2064.8451 | 2706.545 | 1941.7229 | 1986.0866 | 105.9638 | 720.4584 | 583.0573
5.6 |  |  | 2083.2355 | 2064.8451 | 2430.7805 | 1941.525 | 1903.4014 | 105.9638 | 527.379 | 583.0573
4.6 |  |  | 2041.6223 | 2064.8451 | 2383.4723 | 1938.214 | 1958.5737 | 105.9638 | 424.8986 | 583.0573
4.4 |  |  | 2038.2145 | 2064.8451 | 2438.6618 | 1936.0629 | 2019.9606 | 105.9638 | 418.7012 | 583.0573
3.4 |  |  | 2045.0139 | 2064.8451 | 2656.0365 | 1936.0629 | 2143.7038 | 105.9638 | 512.3326 | 583.0573
2.8 |  |  | 2145.5263 | 2064.8451 | 3309.9937 | 1936.0629 | 2710.8264 | 105.9638 | 599.1672 | 583.0573
3.4 |  |  | 2450.6092 | 2064.8451 | 3700.6997 | 1935.48 | 2661.6261 | 105.9638 | 1039.0737 | 583.0573
2.7 |  |  | 2848.6074 | 2064.8451 | 4715.9185 | 1933.949 | 2973.4448 | 105.9638 | 1742.4737 | 583.0573
2.7 |  |  | 3110.5949 | 2064.8451 | 5839.6482 | 1930.5355 | 3278.7912 | 105.9638 | 2560.857 | 583.0573
3.3 |  |  | 3092.1207 | 2064.8451 | 5861.8633 | 1930.3589 | 3084.0519 | 105.9638 | 2777.8114 | 583.0573
3.6 |  |  | 3058.3923 | 2064.8451 | 5894.819 | 1927.586 | 3136.6951 | 105.9079 | 2758.1239 | 583.0573
4.5 |  |  | 3020.0621 | 2064.8451 | 5409.5348 | 1923.1663 | 2973.019 | 105.8883 | 2436.5158 | 583.0573
5.8 |  |  | 3036.3484 | 2064.8451 | 5010.5361 | 1918.3808 | 2815.0802 | 105.6673 | 2195.4559 | 583.0573
5.9 |  |  | 3085.0661 | 2064.8451 | 4711.08 | 1917.902 | 2697.3046 | 105.6609 | 2013.7755 | 583.0573
7 |  |  | 3169.5851 | 2064.8451 | 4509.7878 | 1917.902 | 2596.1157 | 105.6167 | 1913.6721 | 583.0573
6.4 |  |  | 3248.0281 | 2064.8451 | 4757.8786 | 1917.902 | 2780.9313 | 105.5489 | 1976.9473 | 583.0573
3.9 |  |  | 3328.3344 | 2064.8451 | 5396.5883 | 1917.902 | 3114.3195 | 105.534 | 2282.2688 | 583.0573
5.4 |  |  | 3468.7702 | 2064.8451 | 5054.9681 | 1917.902 | 2857.7474 | 105.4603 | 2197.2207 | 583.0573
5.1 |  |  | 3563.6681 | 2064.8451 | 4970.5686 | 1917.902 | 2841.2148 | 105.4561 | 2129.3539 | 583.0573
4.6 |  |  | 3521.924 | 2064.8451 | 4937.7122 | 1917.902 | 2747.1069 | 105.4025 | 2190.6053 | 583.0573
4.2 |  |  | 3297.8561 | 2064.8451 | 4606.8918 | 1917.902 | 2730.2616 | 105.3978 | 1876.6302 | 583.0573
4.7 |  |  | 2964.6324 | 2064.8451 | 3885.0963 | 1917.902 | 2287.0987 | 105.3651 | 1597.9976 | 583.0573
3.9 |  |  | 2566.1688 | 2064.8451 | 3586.7028 | 1917.902 | 2368.4536 | 105.3482 | 1218.2492 | 583.0573
2.9 |  |  | 2185.5818 | 2064.8451 | 3084.9833 | 1917.902 | 2204.4671 | 105.3482 | 880.5162 | 583.0573
3 |  |  | 2060.7678 | 2064.8451 | 2711.1509 | 1915.6134 | 2128.0936 | 105.3482 | 583.0573 | 583.0573
3.5 |  |  | 2041.5737 | 2064.8451 | 2586.424 | 1915.6134 | 2118.6636 | 105.3482 | 467.7603 | 583.0573
3.3 |  |  | 2038.8368 | 2064.8451 | 2590.5672 | 1915.6134 | 2181.4281 | 105.3482 | 409.1392 | 583.0573
3.9 |  |  | 2062.4648 | 2064.8451 | 2746.3076 | 1915.6134 | 2238.5795 | 105.3482 | 507.7281 | 583.0573
3.2 |  |  | 2169.7514 | 2064.8451 | 3388.7543 | 1915.6134 | 2483.0515 | 105.3482 | 905.7029 | 583.0573
3.3 |  |  | 2599.8422 | 2064.8451 | 5048.8231 | 1915.6134 | 3221.5604 | 105.3482 | 1827.2627 | 583.0573
3.4 |  |  | 3310.3489 | 2064.8451 | 6115.0027 | 1915.6134 | 3406.7743 | 105.3482 | 2708.2283 | 583.0573
3.4 |  |  | 3687.5442 | 2064.8451 | 5606.1389 | 1909.7955 | 3412.1315 | 105.3482 | 2194.0075 | 583.0573
3.6 |  |  | 3748.1888 | 2064.8451 | 5053.4697 | 1909.7955 | 3104.0778 | 105.3482 | 1949.3919 | 583.0573
3.7 |  |  | 3687.3062 | 2064.8451 | 4994.263 | 1909.7955 | 3052.1886 | 105.3482 | 1942.0744 | 583.0573
4.2 |  |  | 3661.3593 | 2064.8451 | 4686.4737 | 1909.7955 | 2945.5198 | 105.3482 | 1740.9539 | 583.0573
4.3 |  |  | 3617.0154 | 2064.8451 | 4492.8329 | 1909.7955 | 2837.7822 | 105.3482 | 1655.0507 | 583.0573
4 |  |  | 3579.9493 | 2064.8451 | 4466.0978 | 1909.7955 | 2855.8778 | 105.3482 | 1610.22 | 583.0573
4.1 |  |  | 3685.9794 | 2062.6817 | 4551.2297 | 1909.7955 | 2840.8754 | 105.3482 | 1710.3543 | 583.0573
4.1 |  |  | 3789.8597 | 2062.6817 | 4679.2762 | 1909.7955 | 2928.3201 | 105.3482 | 1750.9562 | 583.0573
4.2 |  |  | 3772.3855 | 2062.6817 | 5134.8331 | 1909.7955 | 3040.8432 | 105.3482 | 2093.9898 | 583.0573
3.9 |  |  | 3597.6711 | 2062.6817 | 5605.4399 | 1909.7955 | 3132.464 | 105.3482 | 2472.9759 | 583.0573
4 |  |  | 3603.9699 | 2062.6817 | 5473.8939 | 1909.7955 | 3011.6349 | 105.3482 | 2462.259 | 583.0573
3.9 |  |  | 3680.7226 | 2062.6817 | 5339.0717 | 1909.5898 | 2961.5527 | 105.3482 | 2377.519 | 583.0573
4.2 |  |  | 3661.1294 | 2062.4648 | 5334.9107 | 1908.3569 | 2982.1316 | 105.3482 | 2352.7791 | 583.0573
4.1 |  |  | 3450.372 | 2062.4648 | 4852.2661 | 1906.6372 | 2916.6298 | 105.3482 | 1935.6363 | 583.0573
3.9 |  |  | 3082.1997 | 2062.4648 | 4428.0594 | 1906.5911 | 2641.8324 | 105.3482 | 1786.227 | 583.0573
3.7 |  |  | 2607.7078 | 2062.4648 | 4042.2938 | 1905.4113 | 2587.3562 | 105.3482 | 1454.9376 | 583.0573
3.9 |  |  | 2185.5818 | 2062.4648 | 3072.4265 | 1905.4113 | 2191.9103 | 105.3482 | 880.5162 | 583.0573
3.5 |  |  | 2060.7678 | 2062.4648 | 2723.2645 | 1903.1227 | 2140.2072 | 105.3482 | 583.0573 | 583.0573
3.6 |  |  | 2041.5737 | 2062.4648 | 2626.5249 | 1903.1227 | 2158.7645 | 105.3482 | 467.7603 | 583.0573
3.6 |  |  | 2038.8368 | 2062.4648 | 2611.2298 | 1903.1227 | 2202.0906 | 105.3482 | 409.1392 | 583.0573
3.7 |  |  | 2062.4648 | 2062.4648 | 2797.7943 | 1902.158 | 2290.0662 | 105.3482 | 507.7281 | 583.0573
3.3 |  |  | 2169.7514 | 2062.4648 | 3418.5092 | 1897.4192 | 2512.8063 | 105.3072 | 905.7029 | 583.0573
3.3 |  |  | 2599.8422 | 2062.4648 | 5084.5318 | 1896.8436 | 3257.2691 | 105.0966 | 1827.2627 | 583.0573
3.2 |  |  | 3310.3489 | 2062.4648 | 6181.4255 | 1896.6652 | 3473.1971 | 105.0653 | 2708.2283 | 583.0573
3.1 |  |  | 3687.5442 | 2062.4648 | 5690.5458 | 1891.4284 | 3496.5384 | 105.0603 | 2194.0075 | 583.0573
3.1 |  |  | 3748.1888 | 2062.4648 | 5162.8236 | 1891.1591 | 3213.4316 | 104.7853 | 1949.3919 | 583.0573
3.4 |  |  | 3687.3062 | 2062.4648 | 5078.1607 | 1891.1432 | 3136.0863 | 104.6952 | 1942.0744 | 583.0573
4.5 |  |  | 3661.3593 | 2062.4648 | 4689.2118 | 1890.0314 | 2948.2579 | 104.5881 | 1740.9539 | 583.0573
5.1 |  |  | 3617.0154 | 2062.4648 | 4420.1812 | 1884.7951 | 2765.1305 | 104.5869 | 1655.0507 | 583.0573
5.3 |  |  | 3579.9493 | 2062.4648 | 4314.0528 | 1883.2604 | 2703.8328 | 104.5798 | 1610.22 | 583.0573
5 |  |  | 3685.9794 | 2062.4648 | 4428.1761 | 1883.1991 | 2717.8217 | 103.8642 | 1710.3543 | 583.0573
4 |  |  | 3789.8597 | 2062.4648 | 4699.859 | 1882.584 | 2948.9028 | 102.4811 | 1750.9562 | 583.0573
2.8 |  |  | 3772.3855 | 2062.4648 | 5336.8683 | 1882.4392 | 3242.8785 | 102.4811 | 2093.9898 | 583.0573
2.5 |  |  | 3597.6711 | 2062.4648 | 5798.7492 | 1882.2775 | 3325.7732 | 102.4811 | 2472.9759 | 583.0573
0.4 |  |  | 3603.9699 | 2062.4648 | 5881.2837 | 1882.2775 | 3419.0247 | 102.4425 | 2462.259 | 583.0573
-0.4 |  |  | 3680.7226 | 2062.4648 | 5821.6442 | 1882.2775 | 3444.1253 | 102.4425 | 2377.519 | 583.0573
-0.8 |  |  | 3661.1294 | 2062.4648 | 5815.9374 | 1882.2775 | 3463.1583 | 102.3735 | 2352.7791 | 583.0573
-1.1 |  |  | 3450.372 | 2062.4648 | 5306.991 | 1882.2775 | 3371.3547 | 102.0892 | 1935.6363 | 583.0573
-1 |  |  | 3082.1997 | 2062.4648 | 4884.5472 | 1882.2775 | 3098.3202 | 102.0892 | 1786.227 | 583.0573
-1.2 |  |  | 2607.7078 | 2062.4648 | 4555.4613 | 1882.2775 | 3100.5237 | 102.0892 | 1454.9376 | 583.0573
-1.1 |  |  | 2185.5818 | 2062.4648 | 3543.8761 | 1882.2775 | 2663.3599 | 102.0892 | 880.5162 | 583.0573
-2.5 |  |  | 2060.7678 | 2062.4648 | 3321.9746 | 1882.2775 | 2738.9173 | 102.0892 | 583.0573 | 583.0573
-2.3 |  |  | 2041.5737 | 2062.4648 | 3195.5571 | 1882.2775 | 2727.7968 | 102.0892 | 467.7603 | 583.0573
-3.1 |  |  | 2038.8368 | 2062.4648 | 3270.4464 | 1882.2775 | 2861.3072 | 102.0892 | 409.1392 | 583.0573
-1.5 |  |  | 2062.4648 | 2062.4648 | 3417.4405 | 1882.2775 | 2909.7125 | 102.0892 | 507.7281 | 583.0573
-2.8 |  |  | 2169.7514 | 2062.4648 | 4301.6347 | 1882.2775 | 3395.9318 | 102.0892 | 905.7029 | 583.0573
-1.4 |  |  | 2599.8422 | 2062.4648 | 5879.813 | 1882.2775 | 4052.5504 | 102.0892 | 1827.2627 | 583.0573
-2 |  |  | 3310.3489 | 2062.4648 | 7091.251 | 1882.2775 | 4383.0227 | 102.0892 | 2708.2283 | 583.0573
-3 |  |  | 3687.5442 | 2062.4648 | 6727.0886 | 1882.2775 | 4533.0811 | 102.0892 | 2194.0075 | 583.0573
-3 |  |  | 3748.1888 | 2062.4648 | 6264.1233 | 1882.2775 | 4314.7313 | 102.0892 | 1949.3919 | 583.0573
-1.9 |  |  | 3687.3062 | 2062.4648 | 6094.7964 | 1882.2775 | 4152.722 | 97.1886 | 1942.0744 | 583.0573
-1.2 |  |  | 3661.3593 | 2062.4648 | 5757.9676 | 1882.2775 | 4017.0137 | 96.9498 | 1740.9539 | 583.0573
-0.6 |  |  | 3617.0154 | 2062.4648 | 5491.9042 | 1882.2775 | 3836.8535 | 96.8512 | 1655.0507 | 583.0573
1.9 |  |  | 3579.9493 | 2062.4648 | 5080.15 | 1882.2775 | 3469.9299 | 96.8 | 1610.22 | 583.0573
1.3 |  |  | 3685.9794 | 2062.4648 | 5226.4382 | 1882.2775 | 3516.0838 | 96.7876 | 1710.3543 | 583.0573
1.6 |  |  | 3789.8597 | 2062.4648 | 5297.7419 | 1882.2775 | 3546.7857 | 96.644 | 1750.9562 | 583.0573
-0.3 |  |  | 3772.3855 | 2062.4648 | 6071.1404 | 1882.2775 | 3977.1506 | 96.5639 | 2093.9898 | 583.0573
0.2 |  |  | 3597.6711 | 2062.4648 | 6430.9734 | 1882.2775 | 3957.9975 | 96.4485 | 2472.9759 | 583.0573
-0.3 |  |  | 3603.9699 | 2062.4648 | 6351.8586 | 1882.2775 | 3889.5996 | 96.4446 | 2462.259 | 583.0573
-0.6 |  |  | 3680.7226 | 2062.4648 | 6188.186 | 1882.2775 | 3810.6671 | 96.4268 | 2377.519 | 583.0573
0.2 |  |  | 3661.1294 | 2062.4648 | 6068.0219 | 1882.2775 | 3715.2428 | 96.4237 | 2352.7791 | 583.0573
0.7 |  |  | 3450.372 | 2062.4648 | 5505.5774 | 1882.2775 | 3569.941 | 96.4206 | 1935.6363 | 583.0573
0.3 |  |  | 3082.1997 | 2062.4648 | 5065.5677 | 1882.2775 | 3279.3408 | 96.3898 | 1786.227 | 583.0573
-0.8 |  |  | 2607.7078 | 2062.4648 | 4815.0207 | 1882.2775 | 3360.0831 | 96.312 | 1454.9376 | 583.0573
0.4 |  |  | 2185.5818 | 2062.4648 | 3736.9415 | 1882.2775 | 2856.4253 | 96.1391 | 880.5162 | 583.0573
1.7 |  |  | 2060.7678 | 2062.4648 | 3279.6263 | 1882.2775 | 2696.5691 | 96.1391 | 583.0573 | 583.0573
0.7 |  |  | 2041.5737 | 2062.4648 | 3277.071 | 1882.2775 | 2809.3107 | 96.1391 | 467.7603 | 583.0573
0.7 |  |  | 2038.8368 | 2062.4648 | 3253.8182 | 1882.2775 | 2844.679 | 96.1391 | 409.1392 | 583.0573
0.6 |  |  | 2062.4648 | 2062.4648 | 3456.8624 | 1882.2775 | 2949.1343 | 96.1391 | 507.7281 | 583.0573
0.4 |  |  | 2169.7514 | 2062.4648 | 4156.2368 | 1882.2775 | 3250.534 | 96.1391 | 905.7029 | 583.0573
0.4 |  |  | 2599.8422 | 2062.4648 | 5791.1326 | 1882.2775 | 3963.8699 | 96.1391 | 1827.2627 | 583.0573
-0.4 |  |  | 3310.3489 | 2062.4648 | 7029.9763 | 1882.2775 | 4321.748 | 96.1391 | 2708.2283 | 583.0573
0.9 |  |  | 3687.5442 | 2062.4648 | 6401.9976 | 1882.2775 | 4207.9901 | 96.1391 | 2194.0075 | 583.0573
-0.4 |  |  | 3748.1888 | 2062.4648 | 5958.3907 | 1882.2775 | 4008.9987 | 96.1391 | 1949.3919 | 583.0573
0.1 |  |  | 3687.3062 | 2062.4648 | 5815.0959 | 1882.2775 | 3873.0215 | 96.1391 | 1942.0744 | 583.0573
0.8 |  |  | 3661.3593 | 2062.4648 | 5447.6739 | 1882.2775 | 3706.72 | 96.1391 | 1740.9539 | 583.0573
1.7 |  |  | 3617.0154 | 2062.4648 | 5115.9852 | 1882.2775 | 3460.9344 | 96.1391 | 1655.0507 | 583.0573
2.5 |  |  | 3579.9493 | 2062.4648 | 4922.4861 | 1882.2775 | 3312.2661 | 96.1391 | 1610.22 | 583.0573
2.3 |  |  | 3685.9794 | 2062.4648 | 5007.9868 | 1882.1628 | 3297.6325 | 96.1391 | 1710.3543 | 583.0573
0.8 |  |  | 3789.8597 | 2062.4648 | 5353.8678 | 1881.9543 | 3602.9116 | 96.1391 | 1750.9562 | 583.0573
0.7 |  |  | 3772.3855 | 2062.4648 | 5834.7677 | 1881.906 | 3740.7779 | 96.1391 | 2093.9898 | 583.0573
0.7 |  |  | 3597.6711 | 2062.4648 | 6252.3118 | 1881.8616 | 3779.3359 | 96.1391 | 2472.9759 | 583.0573
0.1 |  |  | 3603.9699 | 2062.4648 | 6166.1137 | 1881.3109 | 3703.8547 | 96.1391 | 2462.259 | 583.0573
0.8 |  |  | 3680.7226 | 2062.4648 | 5905.4446 | 1881.3109 | 3527.9256 | 96.1391 | 2377.519 | 583.0573
3.5 |  |  | 3661.1294 | 2062.4648 | 5631.5572 | 1881.2969 | 3278.7781 | 96.1391 | 2352.7791 | 583.0573
3.8 |  |  | 3450.372 | 2062.4648 | 5112.0761 | 1880.4954 | 3176.4398 | 96.1391 | 1935.6363 | 583.0573
2.4 |  |  | 3082.1997 | 2062.4648 | 4752.3555 | 1877.1446 | 2966.1286 | 96.1391 | 1786.227 | 583.0573
4.9 |  |  | 2607.7078 | 2062.4648 | 4145.851 | 1875.8742 | 2690.9134 | 96.1391 | 1454.9376 | 583.0573
5 |  |  | 2185.5818 | 2062.4648 | 3208.458 | 1874.0462 | 2327.9418 | 96.1391 | 880.5162 | 583.0573
5.3 |  |  | 2060.7678 | 2062.4648 | 2798.2858 | 1872.7568 | 2215.2285 | 96.1391 | 583.0573 | 583.0573
5.4 |  |  | 2041.5737 | 2062.4648 | 2732.767 | 1872.1029 | 2265.0066 | 96.1391 | 467.7603 | 583.0573
5.4 |  |  | 2038.8368 | 2062.4648 | 2697.97 | 1871.4423 | 2288.8309 | 96.1391 | 409.1392 | 583.0573
3.5 |  |  | 2062.4648 | 2062.4648 | 2994.5124 | 1871.1701 | 2486.7843 | 96.1391 | 507.7281 | 583.0573
4.2 |  |  | 2169.7514 | 2062.4648 | 3513.616 | 1864.4251 | 2607.9131 | 96.1391 | 905.7029 | 583.0573
4.9 |  |  | 2599.8422 | 2062.4648 | 5046.2576 | 1862.916 | 3218.9949 | 96.1391 | 1827.2627 | 583.0573
4.2 |  |  | 3310.3489 | 2062.4648 | 6227.3958 | 1861.1688 | 3519.1675 | 96.1391 | 2708.2283 | 583.0573
4.7 |  |  | 3687.5442 | 2062.4648 | 5671.0105 | 1860.4109 | 3477.003 | 96.1391 | 2194.0075 | 583.0573
4.3 |  |  | 3748.1888 | 2062.4648 | 5104.6283 | 1849.7486 | 3155.2364 | 96.0581 | 1949.3919 | 583.0573
3.2 |  |  | 3687.3062 | 2062.4648 | 5162.183 | 1846.5911 | 3220.1086 | 96.0294 | 1942.0744 | 583.0573
3.4 |  |  | 3661.3593 | 2062.4648 | 4876.3463 | 1841.3985 | 3135.3924 | 95.7905 | 1740.9539 | 583.0573
3.8 |  |  | 3617.0154 | 2062.4648 | 4628.9133 | 1837.9077 | 2973.8626 | 95.4678 | 1655.0507 | 583.0573
2.6 |  |  | 3579.9493 | 2062.4648 | 4714.9841 | 1836.6819 | 3104.7641 | 95.1582 | 1610.22 | 583.0573
3.3 |  |  | 3685.9794 | 2062.4648 | 4710.651 | 1834.5282 | 3000.2966 | 95.1407 | 1710.3543 | 583.0573
2 |  |  | 3789.8597 | 2062.4648 | 5029.608 | 1834.5282 | 3278.6518 | 95.0768 | 1750.9562 | 583.0573
1.2 |  |  | 3772.3855 | 2062.4648 | 5586.8979 | 1834.5282 | 3492.908 | 94.1657 | 2093.9898 | 583.0573
0.2 |  |  | 3597.6711 | 2062.4648 | 6125.7837 | 1834.5282 | 3652.8078 | 91.5739 | 2472.9759 | 583.0573
1.9 |  |  | 3603.9699 | 2062.4648 | 5730.4888 | 1834.5282 | 3268.2297 | 91.5739 | 2462.259 | 583.0573
1 |  |  | 3680.7226 | 2062.4648 | 5669.1556 | 1834.5282 | 3291.6367 | 91.5739 | 2377.519 | 583.0573
0.7 |  |  | 3661.1294 | 2062.4648 | 5673.0407 | 1834.5282 | 3320.2616 | 91.5739 | 2352.7791 | 583.0573
-0.2 |  |  | 3450.372 | 2062.4648 | 5222.9211 | 1834.5282 | 3287.2847 | 91.5739 | 1935.6363 | 583.0573
0.6 |  |  | 3082.1997 | 2062.4648 | 4733.8622 | 1834.5282 | 2947.6352 | 91.5739 | 1786.227 | 583.0573
1.1 |  |  | 2607.7078 | 2062.4648 | 4327.6311 | 1834.5282 | 2872.6935 | 91.5739 | 1454.9376 | 583.0573
1.1 |  |  | 2346.6555 | 2062.4648 | 3738.8053 | 1834.5282 | 2680.108 | 91.5739 | 1058.6973 | 583.0573
0.5 |  |  | 2161.8075 | 2062.4648 | 3296.0159 | 1834.5282 | 2575.5575 | 91.5739 | 720.4584 | 583.0573
1.1 |  |  | 2085.4126 | 2062.4648 | 3032.6651 | 1834.5282 | 2505.286 | 91.5739 | 527.379 | 583.0573
0.6 |  |  | 2042.7717 | 2062.4648 | 2983.6129 | 1834.5282 | 2558.7143 | 91.5739 | 424.8986 | 583.0573
0.3 |  |  | 2040.2062 | 2062.4648 | 3063.8328 | 1834.5282 | 2645.1316 | 91.5739 | 418.7012 | 583.0573
1.2 |  |  | 2048.0696 | 2062.4648 | 3255.7334 | 1834.5282 | 2743.4008 | 91.5739 | 512.3326 | 583.0573
1.4 |  |  | 2151.985 | 2062.4648 | 3788.5257 | 1834.5282 | 3189.3584 | 91.5739 | 599.1672 | 583.0573
1.1 |  |  | 2461.9337 | 2062.4648 | 4284.5917 | 1834.5282 | 3245.518 | 91.5739 | 1039.0737 | 583.0573
2 |  |  | 2877.2007 | 2062.4648 | 5178.9476 | 1834.5282 | 3436.4738 | 91.5739 | 1742.4737 | 583.0573
1.5 |  |  | 3165.0601 | 2062.4648 | 6269.8043 | 1834.5282 | 3708.9472 | 91.5739 | 2560.857 | 583.0573
1.2 |  |  | 3164.7435 | 2062.4648 | 6417.2106 | 1834.5282 | 3639.3992 | 91.5739 | 2777.8114 | 583.0573
2 |  |  | 3133.1785 | 2062.4648 | 6343.9208 | 1834.5282 | 3585.7969 | 91.5739 | 2758.1239 | 583.0573
3.4 |  |  | 3095.6351 | 2062.4648 | 5812.9331 | 1834.5282 | 3376.4173 | 91.5739 | 2436.5158 | 583.0573
3.3 |  |  | 3111.3285 | 2062.4648 | 5459.1057 | 1834.5282 | 3263.6499 | 91.5739 | 2195.4559 | 583.0573
3.3 |  |  | 3153.287 | 2062.4648 | 5192.3602 | 1834.5282 | 3178.5847 | 91.5739 | 2013.7755 | 583.0573
3.4 |  |  | 3229.4675 | 2062.4648 | 5139.4381 | 1834.5282 | 3225.7659 | 91.5739 | 1913.6721 | 583.0573
1.1 |  |  | 3301.297 | 2062.4648 | 5637.4423 | 1834.5282 | 3660.495 | 91.5739 | 1976.9473 | 583.0573
1.4 |  |  | 3376.833 | 2062.4648 | 5845.0829 | 1834.5282 | 3562.8141 | 91.5739 | 2282.2688 | 583.0573
1.1 |  |  | 3505.6927 | 2062.4648 | 5732.4626 | 1834.5282 | 3535.2418 | 91.5739 | 2197.2207 | 583.0573
1.1 |  |  | 3588.0767 | 2062.4648 | 5623.4477 | 1834.5282 | 3494.0938 | 91.5739 | 2129.3539 | 583.0573
0.9 |  |  | 3537.0971 | 2062.4648 | 5564.0236 | 1834.5282 | 3373.4182 | 91.5739 | 2190.6053 | 583.0573
0.7 |  |  | 3307.1462 | 2062.4648 | 5126.5291 | 1834.5282 | 3249.8989 | 91.5739 | 1876.6302 | 583.0573
0.9 |  |  | 2971.0933 | 2062.4648 | 4396.4051 | 1834.5282 | 2798.4076 | 91.5739 | 1597.9976 | 583.0573
0.5 |  |  | 2570.7922 | 2062.4648 | 4103.6434 | 1834.5282 | 2885.3942 | 91.5739 | 1218.2492 | 583.0573
-0.3 |  |  | 2343.1784 | 2062.4648 | 3971.6565 | 1834.5282 | 2912.9592 | 91.5739 | 1058.6973 | 583.0573
0.4 |  |  | 2159.8604 | 2062.4648 | 3398.5315 | 1834.5282 | 2678.0731 | 91.5739 | 720.4584 | 583.0573
0.7 |  |  | 2083.2355 | 2062.4648 | 3169.4723 | 1834.5282 | 2642.0933 | 91.5739 | 527.379 | 583.0573
-0.1 |  |  | 2041.6223 | 2062.4648 | 3124.4491 | 1834.5282 | 2699.5505 | 91.5739 | 424.8986 | 583.0573
0.9 |  |  | 2038.2145 | 2062.4648 | 3102.6944 | 1834.5282 | 2683.9932 | 91.5739 | 418.7012 | 529.4364
1 |  |  | 2045.0139 | 2062.4648 | 3337.5832 | 1834.5282 | 2825.2505 | 91.5739 | 512.3326 | 529.4364
0.5 |  |  | 2145.5263 | 2062.4648 | 3891.5272 | 1834.5282 | 3292.36 | 91.5739 | 599.1672 | 529.4364
0.9 |  |  | 2450.6092 | 2062.4648 | 4330.2246 | 1834.5282 | 3291.151 | 91.5739 | 1039.0737 | 529.4364
0.1 |  |  | 2848.6074 | 2062.4648 | 5326.2402 | 1834.5282 | 3583.7665 | 91.5739 | 1742.4737 | 529.4364
-0.7 |  |  | 3110.5949 | 2062.4648 | 6523.1669 | 1834.5282 | 3962.3099 | 91.5739 | 2560.857 | 529.4364
0.6 |  |  | 3092.1207 | 2062.4648 | 6461.6789 | 1834.5282 | 3683.8675 | 91.5739 | 2777.8114 | 529.4364
0.4 |  |  | 3058.3923 | 2062.4648 | 6497.5756 | 1834.5282 | 3739.4517 | 91.5739 | 2758.1239 | 529.4364
0.5 |  |  | 3020.0621 | 2062.4648 | 6125.876 | 1834.5282 | 3689.3602 | 91.5739 | 2436.5158 | 529.4364
2.8 |  |  | 3036.3484 | 2062.4648 | 5520.9291 | 1834.5282 | 3325.4732 | 91.5739 | 2195.4559 | 529.4364
2.7 |  |  | 3085.0661 | 2062.4648 | 5263.3526 | 1834.5282 | 3249.5771 | 91.5739 | 2013.7755 | 529.4364
2.7 |  |  | 3169.5851 | 2062.4648 | 5239.8124 | 1834.5282 | 3326.1403 | 91.5739 | 1913.6721 | 529.4364
3.3 |  |  | 3248.0281 | 2062.4648 | 5281.08 | 1834.5282 | 3304.1328 | 91.5739 | 1976.9473 | 529.4364
1 |  |  | 3328.3344 | 2062.4648 | 5897.8803 | 1834.5282 | 3615.6115 | 91.5739 | 2282.2688 | 529.4364
2.4 |  |  | 3468.7702 | 2062.4648 | 5614.9927 | 1834.5282 | 3417.7719 | 91.5739 | 2197.2207 | 529.4364
3.6 |  |  | 3563.6681 | 2062.4648 | 5333.6151 | 1834.5282 | 3204.2612 | 91.5739 | 2129.3539 | 529.4364
4.6 |  |  | 3521.924 | 2062.4648 | 5165.3553 | 1834.5282 | 2974.7499 | 91.5739 | 2190.6053 | 529.4364
5.5 |  |  | 3297.8561 | 2062.4648 | 4609.0434 | 1834.5282 | 2732.4132 | 85.3983 | 1876.6302 | 529.4364
5.8 |  |  | 2964.6324 | 2062.4648 | 4019.5958 | 1833.4802 | 2421.5982 | 85.37 | 1597.9976 | 529.4364
6 |  |  | 2566.1688 | 2062.4648 | 3631.0456 | 1832.9499 | 2412.7964 | 85.1804 | 1218.2492 | 529.4364
5.9 |  |  | 2185.5818 | 2062.4648 | 3082.5035 | 1832.9225 | 2201.9873 | 84.8992 | 880.5162 | 529.4364
5.9 |  |  | 2060.7678 | 2062.4648 | 2680.4987 | 1827.149 | 2097.4415 | 84.8687 | 583.0573 | 527.379
6 |  |  | 2041.5737 | 2062.4648 | 2608.9705 | 1827.0968 | 2141.2101 | 84.7394 | 467.7603 | 527.379
6.1 |  |  | 2038.8368 | 2062.4648 | 2559.554 | 1826.5461 | 2150.4148 | 84.64 | 409.1392 | 527.379
5.8 |  |  | 2062.4648 | 2062.4648 | 2732.2027 | 1826.5339 | 2224.4746 | 84.6144 | 507.7281 | 527.379
6.4 |  |  | 2169.7514 | 2062.4648 | 3188.2128 | 1826.1849 | 2282.5099 | 84.4621 | 905.7029 | 527.379
5.4 |  |  | 2599.8422 | 2062.4648 | 4888.893 | 1826.0205 | 3061.6303 | 84.4621 | 1827.2627 | 527.379
4.9 |  |  | 3310.3489 | 2062.4648 | 6029.622 | 1826.0205 | 3321.3936 | 84.4621 | 2708.2283 | 527.379
5.3 |  |  | 3687.5442 | 2062.4648 | 5468.229 | 1826.0205 | 3274.2215 | 84.4621 | 2194.0075 | 527.379
4.1 |  |  | 3748.1888 | 2062.4648 | 5012.8293 | 1826.0205 | 3063.4374 | 84.4621 | 1949.3919 | 527.379
4.9 |  |  | 3687.3062 | 2062.4648 | 4843.4517 | 1826.0205 | 2901.3773 | 84.4621 | 1942.0744 | 527.379
4.8 |  |  | 3661.3593 | 2062.4648 | 4596.1567 | 1826.0205 | 2855.2029 | 84.4621 | 1740.9539 | 527.379
5.1 |  |  | 3617.0154 | 2062.4648 | 4360.5439 | 1826.0205 | 2705.4931 | 84.4621 | 1655.0507 | 527.379
5.4 |  |  | 3579.9493 | 2062.4648 | 4240.4933 | 1826.0205 | 2630.2733 | 84.4621 | 1610.22 | 527.379
5 |  |  | 3685.9794 | 2062.4648 | 4379.4469 | 1826.0205 | 2669.0926 | 84.4621 | 1710.3543 | 527.379
4.7 |  |  | 3789.8597 | 2062.4648 | 4543.2717 | 1826.0205 | 2792.3155 | 84.4621 | 1750.9562 | 527.379
6.2 |  |  | 3772.3855 | 2062.4648 | 4783.6738 | 1826.0205 | 2689.684 | 84.4621 | 2093.9898 | 527.379
3.7 |  |  | 3597.6711 | 2062.4648 | 5548.0404 | 1826.0205 | 3075.0645 | 84.4621 | 2472.9759 | 527.379
5.6 |  |  | 3603.9699 | 2062.4648 | 5182.2565 | 1826.0205 | 2719.9975 | 84.4621 | 2462.259 | 527.379
3.3 |  |  | 3680.7226 | 2062.4648 | 5291.9677 | 1826.0205 | 2914.4487 | 84.4621 | 2377.519 | 527.379
4.2 |  |  | 3661.1294 | 2062.4648 | 5219.7111 | 1826.0205 | 2866.9321 | 84.4621 | 2352.7791 | 527.379
3.6 |  |  | 3450.372 | 2062.4648 | 4774.6133 | 1826.0205 | 2838.977 | 84.4621 | 1935.6363 | 527.379
3.9 |  |  | 3082.1997 | 2062.4648 | 4326.9479 | 1826.0205 | 2540.721 | 84.4621 | 1786.227 | 527.379
1.3 |  |  | 2607.7078 | 2062.4648 | 4152.1717 | 1826.0205 | 2697.2341 | 84.4621 | 1454.9376 | 527.379
2.1 |  |  | 2185.5818 | 2062.4648 | 3110.5429 | 1826.0205 | 2230.0267 | 84.4621 | 880.5162 | 527.379
2.8 |  |  | 2060.7678 | 2062.4648 | 2699.2377 | 1826.0205 | 2116.1804 | 84.4621 | 583.0573 | 527.379
3.2 |  |  | 2041.5737 | 2062.4648 | 2577.5537 | 1826.0205 | 2109.7933 | 84.4621 | 467.7603 | 527.379
3.2 |  |  | 2038.8368 | 2062.4648 | 2576.4144 | 1826.0205 | 2167.2752 | 84.4621 | 409.1392 | 527.379
2.8 |  |  | 2062.4648 | 2062.4648 | 2814.095 | 1826.0205 | 2306.3669 | 84.4621 | 507.7281 | 527.379
2.6 |  |  | 2169.7514 | 2062.4648 | 3453.051 | 1826.0205 | 2547.3481 | 84.4621 | 905.7029 | 527.379
2.3 |  |  | 2599.8422 | 2062.4648 | 5179.1958 | 1826.0205 | 3351.9331 | 84.4621 | 1827.2627 | 527.379
2.7 |  |  | 3310.3489 | 2062.4648 | 6224.4341 | 1826.0205 | 3516.2058 | 84.4621 | 2708.2283 | 527.379
3.1 |  |  | 3687.5442 | 2062.4648 | 5693.3765 | 1826.0205 | 3499.369 | 84.4621 | 2194.0075 | 527.379
3.2 |  |  | 3748.1888 | 2062.4648 | 5155.0548 | 1826.0205 | 3205.6628 | 84.4621 | 1949.3919 | 527.379
3.4 |  |  | 3687.3062 | 2062.4648 | 5086.2786 | 1826.0205 | 3144.2042 | 84.4621 | 1942.0744 | 527.379
3.5 |  |  | 3661.3593 | 2062.4648 | 4831.8713 | 1826.0205 | 3090.9174 | 84.4621 | 1740.9539 | 527.379
3.9 |  |  | 3617.0154 | 2062.4648 | 4597.62 | 1826.0205 | 2942.5693 | 84.4621 | 1655.0507 | 527.379
4.1 |  |  | 3579.9493 | 2062.4648 | 4499.7496 | 1826.0205 | 2889.5296 | 84.4621 | 1610.22 | 527.379
4.2 |  |  | 3685.9794 | 2062.4648 | 4569.8975 | 1826.0205 | 2859.5432 | 84.4621 | 1710.3543 | 527.379
4.1 |  |  | 3789.8597 | 2062.4648 | 4705.7042 | 1826.0205 | 2954.748 | 84.4621 | 1750.9562 | 527.379
4 |  |  | 3772.3855 | 2062.4648 | 5196.7082 | 1826.0205 | 3102.7184 | 84.4621 | 2093.9898 | 527.379
3.8 |  |  | 3597.6711 | 2060.7678 | 5655.3711 | 1826.0205 | 3182.3952 | 84.4621 | 2472.9759 | 527.379
3.7 |  |  | 3603.9699 | 2060.7678 | 5553.2207 | 1826.0205 | 3090.9617 | 84.4621 | 2462.259 | 527.379
3 |  |  | 3680.7226 | 2060.7678 | 5474.2025 | 1826.0205 | 3096.6835 | 84.4621 | 2377.519 | 527.379
2.8 |  |  | 3661.1294 | 2060.7678 | 5502.1953 | 1826.0205 | 3149.4163 | 84.4621 | 2352.7791 | 527.379
2.9 |  |  | 3450.372 | 2060.7678 | 4991.8321 | 1826.0205 | 3056.1958 | 84.4621 | 1935.6363 | 527.379
2.8 |  |  | 3082.1997 | 2060.7678 | 4560.348 | 1826.0205 | 2774.121 | 84.4621 | 1786.227 | 527.379
1.6 |  |  | 2607.7078 | 2060.7678 | 4270.6179 | 1826.0205 | 2815.6803 | 84.3924 | 1454.9376 | 527.379
3.1 |  |  | 2185.5818 | 2060.7678 | 3180.8544 | 1826.0205 | 2300.3382 | 84.3679 | 880.5162 | 527.379
1.8 |  |  | 2060.7678 | 2060.7678 | 2909.8158 | 1826.0205 | 2326.7585 | 84.3669 | 583.0573 | 527.379
3.4 |  |  | 2041.5737 | 2060.7678 | 2708.0798 | 1826.0205 | 2240.3194 | 84.3562 | 467.7603 | 527.379
1.8 |  |  | 2038.8368 | 2060.7678 | 2801.9349 | 1826.0205 | 2392.7958 | 84.3108 | 409.1392 | 527.379
3.3 |  |  | 2062.4648 | 2060.7678 | 2898.9802 | 1826.0205 | 2391.2521 | 84.3027 | 507.7281 | 527.379
2.5 |  |  | 2169.7514 | 2060.7678 | 3574.2157 | 1826.0205 | 2668.5129 | 84.235 | 905.7029 | 527.379
2.6 |  |  | 2599.8422 | 2060.7678 | 5228.3592 | 1826.0205 | 3401.0965 | 84.1254 | 1827.2627 | 527.379
2.5 |  |  | 3310.3489 | 2060.7678 | 6337.6573 | 1825.7464 | 3629.429 | 83.9285 | 2708.2283 | 527.379
3.4 |  |  | 3687.5442 | 2060.7678 | 5750.5016 | 1825.6542 | 3556.4942 | 83.9282 | 2194.0075 | 527.379
3.3 |  |  | 3748.1888 | 2060.7678 | 5207.0172 | 1825.6447 | 3257.6253 | 83.7347 | 1949.3919 | 527.379
2.7 |  |  | 3687.3062 | 2060.7678 | 5226.5029 | 1825.5966 | 3284.4285 | 83.7298 | 1942.0744 | 527.379
3.7 |  |  | 3661.3593 | 2060.7678 | 4846.5831 | 1825.5342 | 3105.6293 | 83.4632 | 1740.9539 | 527.379
4.4 |  |  | 3617.0154 | 2060.7678 | 4561.9494 | 1822.4757 | 2906.8987 | 82.7898 | 1655.0507 | 527.379
3.9 |  |  | 3579.9493 | 2060.7678 | 4552.8791 | 1821.5215 | 2942.6591 | 82.7154 | 1610.22 | 527.379
3.5 |  |  | 3685.9794 | 2060.7678 | 4694.4501 | 1814.5434 | 2984.0957 | 82.6941 | 1710.3543 | 527.379
3.3 |  |  | 3789.8597 | 2060.7678 | 4846.9645 | 1812.1177 | 3096.0084 | 82.6311 | 1750.9562 | 527.379
2.5 |  |  | 3772.3855 | 2060.7678 | 5430.0667 | 1812.1177 | 3336.0768 | 82.2758 | 2093.9898 | 527.379
2.8 |  |  | 3597.6711 | 2060.7678 | 5814.1372 | 1812.1177 | 3341.1613 | 82.2758 | 2472.9759 | 527.379
3.8 |  |  | 3603.9699 | 2060.7678 | 5568.8527 | 1812.1177 | 3106.5937 | 82.2758 | 2462.259 | 527.379
3.6 |  |  | 3680.7226 | 2060.7678 | 5431.738 | 1812.1177 | 3054.219 | 82.2758 | 2377.519 | 527.379
2.7 |  |  | 3661.1294 | 2060.7678 | 5528.679 | 1812.1177 | 3175.8999 | 82.2758 | 2352.7791 | 527.379
3 |  |  | 3450.372 | 2060.7678 | 5000.229 | 1812.1177 | 3064.5927 | 82.2758 | 1935.6363 | 527.379
3.7 |  |  | 3082.1997 | 2060.7678 | 4497.5292 | 1812.1177 | 2711.3023 | 82.2758 | 1786.227 | 527.379
3.5 |  |  | 2607.7078 | 2060.7678 | 4111.2825 | 1812.1177 | 2656.3449 | 82.2758 | 1454.9376 | 527.379
3.3 |  |  | 2185.5818 | 2060.7678 | 3173.8023 | 1812.1177 | 2293.2861 | 82.2758 | 880.5162 | 527.379
4.9 |  |  | 2060.7678 | 2060.7678 | 2671.5848 | 1812.1177 | 2088.5275 | 82.2758 | 583.0573 | 527.379
4.5 |  |  | 2041.5737 | 2060.7678 | 2625.727 | 1812.1177 | 2157.9667 | 82.2758 | 467.7603 | 527.379
4.4 |  |  | 2038.8368 | 2060.7678 | 2605.9367 | 1812.1177 | 2196.7975 | 82.2758 | 409.1392 | 527.379
4.2 |  |  | 2062.4648 | 2060.7678 | 2802.2437 | 1812.1177 | 2294.5156 | 82.2758 | 507.7281 | 527.379
4.5 |  |  | 2169.7514 | 2060.7678 | 3338.7713 | 1812.1177 | 2433.0684 | 82.2758 | 905.7029 | 527.379
3.8 |  |  | 2599.8422 | 2060.7678 | 5053.8084 | 1812.1177 | 3226.5458 | 82.2758 | 1827.2627 | 527.379
3.8 |  |  | 3310.3489 | 2060.7678 | 6143.0664 | 1812.1177 | 3434.8381 | 82.2758 | 2708.2283 | 527.379
4.2 |  |  | 3687.5442 | 2060.7678 | 5602.0325 | 1812.1177 | 3408.0251 | 82.2758 | 2194.0075 | 527.379
3.6 |  |  | 3748.1888 | 2060.7678 | 5114.0992 | 1812.1177 | 3164.7073 | 82.2758 | 1949.3919 | 527.379
3.2 |  |  | 3687.3062 | 2060.7678 | 5109.2232 | 1812.1177 | 3167.1489 | 82.2758 | 1942.0744 | 527.379
3.2 |  |  | 3661.3593 | 2060.7678 | 4866.082 | 1812.1177 | 3125.1281 | 82.2758 | 1740.9539 | 527.379
4.6 |  |  | 3617.0154 | 2060.7678 | 4495.7115 | 1812.1177 | 2840.6608 | 82.2758 | 1655.0507 | 527.379
5.1 |  |  | 3579.9493 | 2060.7678 | 4349.6491 | 1812.1177 | 2739.4291 | 82.2758 | 1610.22 | 527.379
5.7 |  |  | 3685.9794 | 2060.7678 | 4327.0048 | 1812.1177 | 2616.6505 | 82.2758 | 1710.3543 | 527.379
6.9 |  |  | 3789.8597 | 2060.7678 | 4251.0359 | 1812.1177 | 2500.0797 | 82.2758 | 1750.9562 | 527.379
7.2 |  |  | 3772.3855 | 2060.7678 | 4695.6209 | 1812.1177 | 2601.6311 | 82.2758 | 2093.9898 | 527.379
7 |  |  | 3597.6711 | 2060.7678 | 5167.741 | 1812.1177 | 2694.7651 | 82.2758 | 2472.9759 | 527.379
7 |  |  | 3603.9699 | 2060.7678 | 5097.544 | 1812.1177 | 2635.285 | 82.2758 | 2462.259 | 527.379
7 |  |  | 3680.7226 | 2060.7678 | 4948.3666 | 1812.1177 | 2570.8476 | 82.2758 | 2377.519 | 527.379
7.2 |  |  | 3661.1294 | 2060.7678 | 4991.3533 | 1812.1177 | 2638.5742 | 82.2758 | 2352.7791 | 527.379
7.5 |  |  | 3450.372 | 2060.7678 | 4495.0369 | 1812.1177 | 2559.4006 | 82.2758 | 1935.6363 | 527.379
7.6 |  |  | 3082.1997 | 2060.7678 | 4029.7904 | 1812.1177 | 2243.5635 | 82.2758 | 1786.227 | 527.379
7.7 |  |  | 2607.7078 | 2060.7678 | 3567.1762 | 1812.1177 | 2112.2386 | 82.2758 | 1454.9376 | 527.379
7.8 |  |  | 2185.5818 | 2060.7678 | 2643.9257 | 1812.1177 | 1763.4095 | 82.2758 | 880.5162 | 527.379
7.8 |  |  | 2060.7678 | 2060.7678 | 2231.7902 | 1812.1177 | 1648.7329 | 82.2758 | 583.0573 | 527.379
7.9 |  |  | 2041.5737 | 2060.7678 | 2147.378 | 1812.1177 | 1679.6176 | 82.2758 | 467.7603 | 527.379
8.2 |  |  | 2038.8368 | 2060.7678 | 2090.724 | 1812.1177 | 1681.5848 | 82.2758 | 409.1392 | 527.379
9.1 |  |  | 2062.4648 | 2060.7678 | 2127.1233 | 1812.1177 | 1619.3952 | 82.2758 | 507.7281 | 527.379
9.7 |  |  | 2169.7514 | 2060.7678 | 2547.4853 | 1812.1177 | 1641.7824 | 82.2758 | 905.7029 | 527.379
9.6 |  |  | 2599.8422 | 2060.7678 | 4185.6129 | 1812.1177 | 2358.3502 | 82.2758 | 1827.2627 | 527.379
10.2 |  |  | 3310.3489 | 2060.7678 | 2816.1611 | 1812.1177 | 107.9327 | 82.2758 | 2708.2283 | 527.379
9.7 |  |  | 3687.5442 | 2060.7678 | 4558.8165 | 1812.1177 | 2364.809 | 82.2758 | 2194.0075 | 527.379
10.2 |  |  | 3748.1888 | 2060.7678 | 3974.8492 | 1812.1177 | 2025.4573 | 82.2758 | 1949.3919 | 514.1141
10.6 |  |  | 3687.3062 | 2060.7678 | 3914.8562 | 1812.1177 | 1972.7819 | 82.2758 | 1942.0744 | 514.1141
11 |  |  | 3661.3593 | 2060.7678 | 3643.4777 | 1812.1177 | 1902.5238 | 82.0532 | 1740.9539 | 514.1141
11.1 |  |  | 3617.0154 | 2060.7678 | 3476.0249 | 1812.1177 | 1820.9742 | 81.6643 | 1655.0507 | 514.1141
11.4 |  |  | 3579.9493 | 2060.7678 | 3353.3658 | 1812.1177 | 1743.1458 | 81.6098 | 1610.22 | 514.1141
11.4 |  |  | 3685.9794 | 2060.7678 | 3473.4665 | 1812.1177 | 1763.1122 | 76.5989 | 1710.3543 | 514.1141
11.6 |  |  | 3789.8597 | 2060.7678 | 3500.5789 | 1812.1177 | 1749.6227 | 76.5989 | 1750.9562 | 514.1141
11.3 |  |  | 3772.3855 | 2060.7678 | 3998.1746 | 1812.1177 | 1904.1848 | 76.5989 | 2093.9898 | 514.1141
11.2 |  |  | 3597.6711 | 2060.7678 | 4445.3735 | 1812.1177 | 1972.3976 | 76.5989 | 2472.9759 | 514.1141
11.4 |  |  | 3603.9699 | 2060.7678 | 4326.2051 | 1812.1177 | 1863.9461 | 76.5989 | 2462.259 | 514.1141
8.7 |  |  | 3680.7226 | 2060.7678 | 4414.0314 | 1812.1177 | 2036.5124 | 76.5989 | 2377.519 | 514.1141
7.5 |  |  | 3661.1294 | 2060.7678 | 4588.6217 | 1812.0287 | 2235.8426 | 76.5989 | 2352.7791 | 514.1141
7.5 |  |  | 3450.372 | 2060.7678 | 4113.42 | 1806.4757 | 2177.7836 | 76.5989 | 1935.6363 | 514.1141
6 |  |  | 3082.1997 | 2060.7678 | 3827.2134 | 1806.0309 | 2040.9864 | 76.5989 | 1786.227 | 514.1141
4.5 |  |  | 2607.7078 | 2060.7678 | 3505.0021 | 1800.2152 | 2050.0645 | 76.5989 | 1454.9376 | 514.1141
4.5 |  |  | 2346.6555 | 2060.7678 | 2895.1958 | 1800.1974 | 1836.4984 | 76.5989 | 1058.6973 | 514.1141
4.5 |  |  | 2161.8075 | 2060.7678 | 2453.0238 | 1794.5104 | 1732.5654 | 76.5989 | 720.4584 | 514.1141
3.6 |  |  | 2085.4126 | 2060.7678 | 2194.3073 | 1793.995 | 1666.9283 | 76.5989 | 527.379 | 514.1141
2.2 |  |  | 2042.7717 | 2060.7678 | 2183.1753 | 1790.6507 | 1758.2767 | 76.5989 | 424.8986 | 514.1141
2.4 |  |  | 2040.2062 | 2060.7678 | 2261.4795 | 1788.9912 | 1842.7783 | 76.5989 | 418.7012 | 514.1141
2.4 |  |  | 2048.0696 | 2060.7678 | 2449.6621 | 1786.9532 | 1937.3295 | 76.5989 | 512.3326 | 514.1141
1.6 |  |  | 2151.985 | 2060.7678 | 3147.2458 | 1786.9532 | 2548.0786 | 76.5989 | 599.1672 | 512.3326
2.7 |  |  | 2461.9337 | 2060.7678 | 3511.1286 | 1786.9532 | 2472.0549 | 76.5989 | 1039.0737 | 512.3326
2.4 |  |  | 2877.2007 | 2060.7678 | 4552.643 | 1786.9532 | 2810.1692 | 76.5989 | 1742.4737 | 512.3326
2.4 |  |  | 3165.0601 | 2060.7678 | 5766.1817 | 1786.9532 | 3205.3247 | 76.5989 | 2560.857 | 512.3326
3.1 |  |  | 3164.7435 | 2060.7678 | 5749.1366 | 1786.9532 | 2971.3252 | 76.5989 | 2777.8114 | 512.3326
2.7 |  |  | 3133.1785 | 2060.7678 | 5917.3839 | 1786.9532 | 3159.26 | 76.5989 | 2758.1239 | 512.3326
2.1 |  |  | 3095.6351 | 2060.7678 | 5618.7277 | 1786.9532 | 3182.2119 | 76.5989 | 2436.5158 | 512.3326
1.9 |  |  | 3111.3285 | 2060.7678 | 5625.4049 | 1786.9532 | 3429.949 | 76.5989 | 2195.4559 | 512.3326
1.9 |  |  | 3153.287 | 2060.7678 | 5150.4815 | 1786.9532 | 3136.7061 | 76.5989 | 2013.7755 | 512.3326
2.7 |  |  | 3229.4675 | 2060.7678 | 5170.9483 | 1786.9532 | 3257.2761 | 76.5989 | 1913.6721 | 512.3326
2.8 |  |  | 3301.297 | 2060.7678 | 5340.6433 | 1786.9532 | 3363.6961 | 76.5989 | 1976.9473 | 512.3326
3.1 |  |  | 3376.833 | 2060.7678 | 5541.7211 | 1786.9532 | 3259.4523 | 76.5989 | 2282.2688 | 512.3326
3.5 |  |  | 3505.6927 | 2060.7678 | 5336.8238 | 1786.9532 | 3139.6031 | 76.5989 | 2197.2207 | 512.3326
3.4 |  |  | 3588.0767 | 2060.7678 | 5247.0078 | 1786.9532 | 3117.654 | 76.5989 | 2129.3539 | 512.3326
2.8 |  |  | 3537.0971 | 2060.7678 | 5236.3618 | 1786.9532 | 3045.7564 | 76.5989 | 2190.6053 | 512.3326
3 |  |  | 3307.1462 | 2060.7678 | 4808.4287 | 1786.9532 | 2931.7985 | 76.5989 | 1876.6302 | 512.3326
3.2 |  |  | 2971.0933 | 2060.7678 | 4120.3825 | 1786.9532 | 2522.385 | 76.5989 | 1597.9976 | 512.3326
2.2 |  |  | 2570.7922 | 2060.7678 | 3859.3882 | 1786.9532 | 2641.139 | 76.5989 | 1218.2492 | 512.3326
4.8 |  |  | 2343.1784 | 2060.7678 | 3470.5791 | 1786.9532 | 2411.8818 | 76.5989 | 1058.6973 | 512.3326
5.2 |  |  | 2159.8604 | 2060.7678 | 2881.0473 | 1786.9532 | 2160.5889 | 76.5989 | 720.4584 | 512.3326
5 |  |  | 2083.2355 | 2060.7678 | 2725.6917 | 1786.9532 | 2198.3126 | 76.5989 | 527.379 | 512.3326
4.9 |  |  | 2041.6223 | 2060.7678 | 2626.9388 | 1786.9532 | 2202.0402 | 76.5989 | 424.8986 | 512.3326
5 |  |  | 2038.2145 | 2060.7678 | 2650.806 | 1786.9532 | 2232.1048 | 76.5989 | 418.7012 | 512.3326
4.9 |  |  | 2045.0139 | 2060.7678 | 2783.7037 | 1786.9532 | 2271.3711 | 76.5989 | 512.3326 | 512.3326
5.5 |  |  | 2145.5263 | 2060.7678 | 3356.1457 | 1786.9532 | 2756.9785 | 76.5989 | 599.1672 | 512.3326
5.8 |  |  | 2450.6092 | 2060.7678 | 3784.8352 | 1786.9532 | 2745.7615 | 76.5989 | 1039.0737 | 512.3326
6 |  |  | 2848.6074 | 2060.7678 | 4677.5079 | 1786.9532 | 2935.0341 | 76.5989 | 1742.4737 | 512.3326
5.7 |  |  | 3110.5949 | 2060.7678 | 5607.1239 | 1786.9532 | 3046.2669 | 76.5989 | 2560.857 | 512.3326
5.4 |  |  | 3092.1207 | 2060.7678 | 5827.0212 | 1786.9532 | 3049.2098 | 76.5989 | 2777.8114 | 512.3326
4.9 |  |  | 3058.3923 | 2060.7678 | 5838.8096 | 1786.9532 | 3080.6857 | 76.5989 | 2758.1239 | 512.3326
5.4 |  |  | 3020.0621 | 2060.7678 | 5374.0384 | 1786.9532 | 2937.5226 | 76.5989 | 2436.5158 | 512.3326
6.5 |  |  | 3036.3484 | 2060.7678 | 4909.344 | 1786.9532 | 2713.8881 | 76.5989 | 2195.4559 | 512.3326
3.8 |  |  | 3085.0661 | 2060.7678 | 4961.3229 | 1786.9532 | 2947.5474 | 76.5989 | 2013.7755 | 512.3326
3 |  |  | 3169.5851 | 2060.7678 | 5115.335 | 1786.9532 | 3201.6628 | 76.5989 | 1913.6721 | 512.3326
2.9 |  |  | 3248.0281 | 2060.7678 | 5309.5858 | 1786.9532 | 3332.6386 | 76.5989 | 1976.9473 | 512.3326
2.4 |  |  | 3328.3344 | 2060.7678 | 5605.0271 | 1786.9532 | 3322.7583 | 76.5989 | 2282.2688 | 512.3326
1.1 |  |  | 3468.7702 | 2060.7678 | 5547.0663 | 1786.9532 | 3349.8455 | 76.5989 | 2197.2207 | 512.3326
2.6 |  |  | 3563.6681 | 2060.7678 | 5297.0643 | 1786.9532 | 3167.7104 | 76.5989 | 2129.3539 | 512.3326
2.9 |  |  | 3521.924 | 2060.7678 | 5153.9898 | 1786.9532 | 2963.3844 | 61.1616 | 2190.6053 | 512.3326
2.2 |  |  | 3297.8561 | 2060.7678 | 4840.0572 | 1786.9532 | 2963.427 | 61.1616 | 1876.6302 | 512.3326
1.7 |  |  | 2964.6324 | 2058.3851 | 4137.7804 | 1786.9532 | 2539.7828 | 61.1616 | 1597.9976 | 512.3326
1.8 |  |  | 2566.1688 | 2058.3851 | 3782.4394 | 1786.9532 | 2564.1902 | 61.1616 | 1218.2492 | 512.3326
1.5 |  |  | 2185.5818 | 2058.3851 | 3218.7298 | 1786.9532 | 2338.2136 | 61.1616 | 880.5162 | 512.3326
1.2 |  |  | 2060.7678 | 2058.3851 | 2890.1749 | 1786.9532 | 2307.1176 | 61.1616 | 583.0573 | 512.3326
1.4 |  |  | 2041.5737 | 2058.3851 | 2775.504 | 1786.9532 | 2307.7437 | 61.1616 | 467.7603 | 512.3326
1.4 |  |  | 2038.8368 | 2058.3851 | 2779.8339 | 1786.9532 | 2370.6947 | 61.1616 | 409.1392 | 512.3326
1.5 |  |  | 2062.4648 | 2058.3851 | 2995.9302 | 1786.9532 | 2488.2021 | 61.1616 | 507.7281 | 512.3326
1.2 |  |  | 2169.7514 | 2058.3851 | 3683.2122 | 1786.9532 | 2777.5094 | 61.1616 | 905.7029 | 512.3326
1 |  |  | 2599.8422 | 2058.3851 | 5410.7138 | 1786.9532 | 3583.4511 | 61.1616 | 1827.2627 | 512.3326
1 |  |  | 3310.3489 | 2058.3851 | 6523.4749 | 1786.9532 | 3815.2465 | 61.1616 | 2708.2283 | 512.3326
0.9 |  |  | 3687.5442 | 2058.3851 | 6059.4899 | 1786.9532 | 3865.4825 | 61.1616 | 2194.0075 | 512.3326
0.6 |  |  | 3748.1888 | 2058.3851 | 5603.1544 | 1786.9532 | 3653.7624 | 61.1616 | 1949.3919 | 512.3326
0.2 |  |  | 3687.3062 | 2058.3851 | 5626.189 | 1786.9532 | 3684.1147 | 61.1616 | 1942.0744 | 512.3326
0.4 |  |  | 3661.3593 | 2058.3851 | 5365.9062 | 1785.2399 | 3624.9523 | 61.1616 | 1740.9539 | 512.3326
0.8 |  |  | 3617.0154 | 2058.3851 | 5138.0809 | 1784.2393 | 3483.0302 | 61.1616 | 1655.0507 | 512.3326
1.2 |  |  | 3579.9493 | 2058.3851 | 5022.2188 | 1784.2393 | 3411.9987 | 61.1616 | 1610.22 | 512.3326
0.3 |  |  | 3685.9794 | 2058.3851 | 5260.0247 | 1784.2393 | 3549.6704 | 61.1616 | 1710.3543 | 512.3326
0 |  |  | 3789.8597 | 2058.3851 | 5437.0269 | 1784.2393 | 3686.0708 | 61.1616 | 1750.9562 | 512.3326
-0.2 |  |  | 3772.3855 | 2058.3851 | 5921.8297 | 1784.2393 | 3827.8399 | 61.1616 | 2093.9898 | 512.3326
-0.8 |  |  | 3597.6711 | 2058.3851 | 6416.3555 | 1784.2393 | 3943.3796 | 61.1616 | 2472.9759 | 512.3326
-1.1 |  |  | 3603.9699 | 2058.3851 | 6263.6609 | 1784.2393 | 3801.4019 | 61.1616 | 2462.259 | 512.3326
-1.5 |  |  | 3680.7226 | 2058.3851 | 6137.5568 | 1784.2393 | 3760.0378 | 61.1616 | 2377.519 | 512.3326
-2.3 |  |  | 3661.1294 | 2058.3851 | 6155.4282 | 1784.2393 | 3802.6491 | 61.1616 | 2352.7791 | 512.3326
-2.4 |  |  | 3450.372 | 2058.3851 | 5622.389 | 1784.2393 | 3686.7527 | 61.1616 | 1935.6363 | 512.3326
-2.7 |  |  | 3082.1997 | 2058.3851 | 5214.255 | 1784.2393 | 3428.028 | 61.1616 | 1786.227 | 512.3326
-2.6 |  |  | 2607.7078 | 2058.3851 | 4889.0463 | 1784.2393 | 3434.1087 | 61.1616 | 1454.9376 | 512.3326
-2.4 |  |  | 2185.5818 | 2058.3851 | 3863.6719 | 1778.7215 | 2983.1557 | 61.1616 | 880.5162 | 512.3326
-2.7 |  |  | 2060.7678 | 2058.3851 | 3566.8552 | 1778.7215 | 2983.798 | 61.1616 | 583.0573 | 512.3326
-5.4 |  |  | 2041.5737 | 2058.3851 | 3654.4691 | 1778.7215 | 3186.7088 | 61.1616 | 467.7603 | 512.3326
-6.2 |  |  | 2038.8368 | 2058.3851 | 3739.4221 | 1778.7215 | 3330.283 | 61.1616 | 409.1392 | 512.3326
-5.5 |  |  | 2062.4648 | 2058.3851 | 3974.3899 | 1778.7215 | 3466.6618 | 61.1616 | 507.7281 | 512.3326
-5.6 |  |  | 2169.7514 | 2058.3851 | 4869.826 | 1778.7215 | 3964.1231 | 61.1616 | 905.7029 | 512.3326
-6.7 |  |  | 2599.8422 | 2058.3851 | 6729.9827 | 1778.7215 | 4902.7201 | 61.1616 | 1827.2627 | 512.3326
-5.3 |  |  | 3310.3489 | 2058.3851 | 7776.0143 | 1778.7215 | 5067.786 | 61.1616 | 2708.2283 | 512.3326
-6.5 |  |  | 3687.5442 | 2058.3851 | 7451.2283 | 1778.7215 | 5257.2208 | 61.1616 | 2194.0075 | 512.3326
-4.5 |  |  | 3748.1888 | 2058.3851 | 6743.534 | 1777.221 | 4794.142 | 61.1616 | 1949.3919 | 512.3326
-6 |  |  | 3687.3062 | 2058.3851 | 6876.349 | 1777.1567 | 4934.2747 | 61.1616 | 1942.0744 | 512.3326
-3.8 |  |  | 3661.3593 | 2058.3851 | 6324.1635 | 1777.1567 | 4583.2096 | 61.1616 | 1740.9539 | 512.3326
-2.5 |  |  | 3617.0154 | 2058.3851 | 5941.0354 | 1775.9058 | 4285.9847 | 61.1616 | 1655.0507 | 512.3326
-2.6 |  |  | 3579.9493 | 2058.3851 | 5873.0176 | 1775.9058 | 4262.7976 | 61.1616 | 1610.22 | 512.3326
-2.6 |  |  | 3685.9794 | 2058.3851 | 5950.4354 | 1775.9058 | 4240.0811 | 61.1616 | 1710.3543 | 512.3326
-3.7 |  |  | 3789.8597 | 2058.3851 | 6242.1655 | 1775.9058 | 4491.2093 | 61.1616 | 1750.9562 | 512.3326
-3.6 |  |  | 3772.3855 | 2058.3851 | 6704.83 | 1775.9058 | 4610.8402 | 61.1616 | 2093.9898 | 512.3326
-4.1 |  |  | 3597.6711 | 2058.3851 | 7185.0011 | 1775.9058 | 4712.0252 | 61.1616 | 2472.9759 | 512.3326
-3.9 |  |  | 3603.9699 | 2058.3851 | 6979.0081 | 1774.3409 | 4516.7491 | 61.1616 | 2462.259 | 512.3326
-2.9 |  |  | 3680.7226 | 2058.3851 | 6652.1041 | 1774.3409 | 4274.5851 | 61.1616 | 2377.519 | 512.3326
-3.6 |  |  | 3661.1294 | 2058.3851 | 6637.5612 | 1771.9651 | 4284.7821 | 61.1616 | 2352.7791 | 512.3326
-4.4 |  |  | 3450.372 | 2058.3851 | 6152.5818 | 1771.526 | 4216.9455 | 61.1616 | 1935.6363 | 512.3326
-7.1 |  |  | 3082.1997 | 2058.3851 | 5905.4391 | 1766.113 | 4119.2121 | 61.1616 | 1786.227 | 512.3326
-5.7 |  |  | 2607.7078 | 2058.3851 | 5529.0307 | 1764.1094 | 4074.0931 | 61.1616 | 1454.9376 | 512.3326
-6.3 |  |  | 2185.5818 | 2058.3851 | 4543.8047 | 1761.8145 | 3663.2885 | 61.1616 | 880.5162 | 512.3326
-6.6 |  |  | 2060.7678 | 2058.3851 | 4280.4448 | 1760.4993 | 3697.3875 | 49.9494 | 583.0573 | 512.3326
-4.8 |  |  | 2041.5737 | 2058.3851 | 4070.7602 | 1751.2943 | 3602.9999 | 49.9494 | 467.7603 | 512.3326
-7.2 |  |  | 2038.8368 | 2058.3851 | 4230.4329 | 1747.758 | 3821.2937 | 49.9494 | 409.1392 | 512.3326
-5.1 |  |  | 2062.4648 | 2058.3851 | 4334.8164 | 1747.0183 | 3827.0883 | 49.9494 | 507.7281 | 512.3326
-6.1 |  |  | 2169.7514 | 2058.3851 | 5306.8325 | 1745.8778 | 4401.1297 | 49.9494 | 905.7029 | 512.3326
-5.5 |  |  | 2599.8422 | 2058.3851 | 6897.1558 | 1742.9266 | 5069.8932 | 49.9494 | 1827.2627 | 512.3326
-7.3 |  |  | 3310.3489 | 2058.3851 | 8331.9176 | 1741.6755 | 5623.6892 | 49.9494 | 2708.2283 | 512.3326
-5.8 |  |  | 3687.5442 | 2058.3851 | 7719.4475 | 1741.3211 | 5525.4401 | 49.9494 | 2194.0075 | 512.3326
-5.7 |  |  | 3748.1888 | 2058.3851 | 7134.0686 | 1739.1103 | 5184.6766 | 49.9494 | 1949.3919 | 512.3326
-6.9 |  |  | 3687.3062 | 2058.3851 | 7183.7077 | 1737.8961 | 5241.6334 | 49.9494 | 1942.0744 | 512.3326
-5.9 |  |  | 3661.3593 | 2058.3851 | 6761.3826 | 1737.2869 | 5020.4288 | 49.9494 | 1740.9539 | 512.3326
-5.8 |  |  | 3617.0154 | 2058.3851 | 6527.348 | 1736.7996 | 4872.2973 | 49.9494 | 1655.0507 | 512.3326
-4.6 |  |  | 3579.9493 | 2058.3851 | 6275.5438 | 1736.3523 | 4665.3238 | 49.9494 | 1610.22 | 512.3326
-4.7 |  |  | 3685.9794 | 2056.6563 | 6364.3001 | 1732.672 | 4653.9457 | 49.9494 | 1710.3543 | 507.7281
-4.8 |  |  | 3789.8597 | 2056.6563 | 6497.2232 | 1726.8208 | 4746.267 | 49.9494 | 1750.9562 | 507.7281
-5.1 |  |  | 3772.3855 | 2056.6563 | 7021.4737 | 1723.6705 | 4927.4839 | 49.9494 | 2093.9898 | 507.7281
-4.7 |  |  | 3597.6711 | 2056.6563 | 7372.0157 | 1722.6128 | 4899.0398 | 49.9494 | 2472.9759 | 507.7281
-6.4 |  |  | 3603.9699 | 2056.6563 | 7380.6645 | 1722.051 | 4918.4055 | 49.9494 | 2462.259 | 507.7281
-4.8 |  |  | 3680.7226 | 2056.6563 | 6974.5954 | 1722.051 | 4597.0764 | 49.9494 | 2377.519 | 507.7281
-6.2 |  |  | 3661.1294 | 2056.6563 | 6995.6347 | 1722.051 | 4642.8556 | 49.9494 | 2352.7791 | 507.7281
-4.3 |  |  | 3450.372 | 2056.6563 | 6275.256 | 1722.051 | 4339.6196 | 49.9494 | 1935.6363 | 507.7281
-4.7 |  |  | 3082.1997 | 2056.6563 | 5812.8662 | 1722.051 | 4026.6392 | 49.9494 | 1786.227 | 507.7281
-5.3 |  |  | 2607.7078 | 2056.6563 | 5589.1304 | 1722.051 | 4134.1927 | 49.9494 | 1454.9376 | 507.7281
-4.6 |  |  | 2185.5818 | 2056.6563 | 4508.0792 | 1722.051 | 3627.563 | 49.9494 | 880.5162 | 507.7281
-4.9 |  |  | 2060.7678 | 2056.6563 | 4217.9714 | 1722.051 | 3634.9141 | 49.9494 | 583.0573 | 507.7281
-4.8 |  |  | 2041.5737 | 2056.6563 | 4145.7973 | 1722.0416 | 3678.037 | 49.9494 | 467.7603 | 507.7281
-4.4 |  |  | 2038.8368 | 2056.6563 | 4113.1436 | 1722.0346 | 3704.0045 | 49.9494 | 409.1392 | 507.7281
-4.9 |  |  | 2062.4648 | 2056.6563 | 4379.4059 | 1721.706 | 3871.6778 | 49.9494 | 507.7281 | 507.7281
-5.2 |  |  | 2169.7514 | 2056.6563 | 5278.5916 | 1720.8741 | 4372.8887 | 49.9494 | 905.7029 | 507.7281
-4.9 |  |  | 2599.8422 | 2056.6563 | 6882.9587 | 1720.7266 | 5055.6961 | 49.9494 | 1827.2627 | 507.7281
-4.1 |  |  | 3310.3489 | 2056.6563 | 8046.8813 | 1720.6943 | 5338.653 | 49.9494 | 2708.2283 | 507.7281
-3.8 |  |  | 3687.5442 | 2056.6563 | 7559.4406 | 1720.6943 | 5365.4332 | 49.9494 | 2194.0075 | 507.7281
-3.9 |  |  | 3748.1888 | 2056.6563 | 6934.0498 | 1720.6943 | 4984.6579 | 49.9494 | 1949.3919 | 507.7281
-3.6 |  |  | 3687.3062 | 2056.6563 | 6761.4385 | 1720.6943 | 4819.3641 | 49.9494 | 1942.0744 | 507.7281
-2.5 |  |  | 3661.3593 | 2056.6563 | 6295.7725 | 1720.6943 | 4554.8186 | 49.9494 | 1740.9539 | 507.7281
-1.9 |  |  | 3617.0154 | 2056.6563 | 5964.1361 | 1720.5649 | 4309.0854 | 49.9494 | 1655.0507 | 507.7281
-1.4 |  |  | 3579.9493 | 2056.6563 | 5788.4962 | 1719.7994 | 4178.2762 | 49.9494 | 1610.22 | 507.7281
0.3 |  |  | 3685.9794 | 2056.6563 | 5557.4255 | 1718.5378 | 3847.0712 | 49.9494 | 1710.3543 | 507.7281
0.1 |  |  | 3789.8597 | 2056.6563 | 5680.3204 | 1717.9571 | 3929.3642 | 49.9494 | 1750.9562 | 507.7281
3.2 |  |  | 3772.3855 | 2056.6563 | 5742.648 | 1716.1839 | 3648.6582 | 49.9494 | 2093.9898 | 507.7281
3.4 |  |  | 3597.6711 | 2056.6563 | 6161.9824 | 1716.1839 | 3689.0065 | 49.9494 | 2472.9759 | 507.7281
3.2 |  |  | 3603.9699 | 2056.6563 | 6125.2993 | 1716.1839 | 3663.0403 | 49.9494 | 2462.259 | 507.7281
4 |  |  | 3680.7226 | 2056.6563 | 5809.4302 | 1716.1839 | 3431.9112 | 49.9494 | 2377.519 | 507.7281
3.9 |  |  | 3661.1294 | 2056.6563 | 5827.2419 | 1716.1839 | 3474.4628 | 49.9494 | 2352.7791 | 507.7281
3.9 |  |  | 3450.372 | 2056.6563 | 5330.3277 | 1716.1839 | 3394.6914 | 49.9494 | 1935.6363 | 507.7281
4 |  |  | 3082.1997 | 2056.6563 | 4810.1737 | 1716.1839 | 3023.9467 | 49.9494 | 1786.227 | 507.7281
3.6 |  |  | 2607.7078 | 2056.6563 | 4448.7442 | 1716.1839 | 2993.8066 | 49.9494 | 1454.9376 | 507.7281
3.1 |  |  | 2185.5818 | 2056.6563 | 3538.0583 | 1716.1839 | 2657.5421 | 49.9494 | 880.5162 | 507.7281
3 |  |  | 2060.7678 | 2056.6563 | 3156.8099 | 1716.1839 | 2573.7527 | 49.9494 | 583.0573 | 507.7281
2.6 |  |  | 2041.5737 | 2056.6563 | 3109.3364 | 1716.1839 | 2641.5761 | 49.9494 | 467.7603 | 507.7281
2.5 |  |  | 2038.8368 | 2056.6563 | 3075.8274 | 1716.1839 | 2666.6882 | 49.9494 | 409.1392 | 507.7281
2.4 |  |  | 2062.4648 | 2056.6563 | 3244.1741 | 1716.1839 | 2736.446 | 49.9494 | 507.7281 | 507.7281
2.6 |  |  | 2169.7514 | 2056.6563 | 3832.2848 | 1716.1839 | 2926.5819 | 48.3012 | 905.7029 | 507.7281
2.1 |  |  | 2599.8422 | 2056.6563 | 5484.5455 | 1716.1839 | 3657.2828 | 48.3012 | 1827.2627 | 507.7281
1.9 |  |  | 3310.3489 | 2056.6563 | 6621.0613 | 1716.1839 | 3912.8329 | 48.3012 | 2708.2283 | 507.7281
1.7 |  |  | 3687.5442 | 2056.6563 | 6125.0173 | 1716.1839 | 3931.0099 | 48.3012 | 2194.0075 | 507.7281
1.5 |  |  | 3748.1888 | 2056.6563 | 5562.8762 | 1716.1839 | 3613.4843 | 48.3012 | 1949.3919 | 507.7281
1.6 |  |  | 3687.3062 | 2056.6563 | 5465.9629 | 1716.1839 | 3523.8885 | 48.3012 | 1942.0744 | 507.7281
2.4 |  |  | 3661.3593 | 2056.6563 | 5088.4558 | 1716.1839 | 3347.5019 | 48.3012 | 1740.9539 | 507.7281
2.5 |  |  | 3617.0154 | 2056.6563 | 4868.3769 | 1716.1839 | 3213.3262 | 48.3012 | 1655.0507 | 507.7281
1.5 |  |  | 3579.9493 | 2056.6563 | 4917.6618 | 1716.1839 | 3307.4418 | 48.3012 | 1610.22 | 507.7281
2.3 |  |  | 3685.9794 | 2056.6563 | 4899.6027 | 1716.1839 | 3189.2483 | 48.3012 | 1710.3543 | 507.7281
1.2 |  |  | 3789.8597 | 2056.6563 | 5188.6215 | 1716.1839 | 3437.6653 | 48.3012 | 1750.9562 | 507.7281
1.8 |  |  | 3772.3855 | 2056.6563 | 5553.4479 | 1716.1839 | 3459.4581 | 48.3012 | 2093.9898 | 507.7281
-0.2 |  |  | 3597.6711 | 2055.7505 | 6243.4832 | 1716.1839 | 3770.5073 | 48.3012 | 2472.9759 | 507.7281
-0.5 |  |  | 3603.9699 | 2054.0047 | 6088.6645 | 1716.1839 | 3626.4055 | 48.3012 | 2462.259 | 507.7281
-0.9 |  |  | 3680.7226 | 2053.8287 | 5976.5086 | 1716.1839 | 3598.9896 | 48.3012 | 2377.519 | 507.7281
-1.7 |  |  | 3661.1294 | 2053.8287 | 6002.7622 | 1716.1839 | 3649.9831 | 48.3012 | 2352.7791 | 507.7281
-2.1 |  |  | 3450.372 | 2053.8287 | 5499.0192 | 1716.1839 | 3563.3829 | 48.3012 | 1935.6363 | 507.7281
-2.1 |  |  | 3082.1997 | 2053.8287 | 5080.894 | 1716.1839 | 3294.667 | 48.3012 | 1786.227 | 507.7281
-1.9 |  |  | 2607.7078 | 2053.8287 | 4738.1553 | 1716.1839 | 3283.2177 | 48.3012 | 1454.9376 | 507.7281
-1.7 |  |  | 2346.6555 | 2053.8287 | 4117.014 | 1716.1839 | 3058.3167 | 48.3012 | 1058.6973 | 507.7281
-2.6 |  |  | 2161.8075 | 2053.5733 | 3707.5452 | 1716.1839 | 2987.0868 | 48.3012 | 720.4584 | 507.7281
-2 |  |  | 2085.4126 | 2051.1164 | 3440.4448 | 1716.1839 | 2913.0658 | 48.3012 | 527.379 | 507.7281
-1.4 |  |  | 2042.7717 | 2051.1164 | 3316.7304 | 1716.1839 | 2891.8318 | 48.3012 | 424.8986 | 507.7281
-0.6 |  |  | 2040.2062 | 2051.1164 | 3322.1725 | 1716.1839 | 2903.4713 | 48.3012 | 418.7012 | 507.7281
0.2 |  |  | 2048.0696 | 2051.1164 | 3556.9484 | 1716.1839 | 3044.6158 | 48.3012 | 512.3326 | 507.7281
0.2 |  |  | 2151.985 | 2051.1164 | 4055.4318 | 1716.1839 | 3456.2646 | 48.3012 | 599.1672 | 507.7281
0.7 |  |  | 2461.9337 | 2051.1164 | 4511.0514 | 1716.1839 | 3471.9777 | 48.3012 | 1039.0737 | 507.7281
0.6 |  |  | 2877.2007 | 2051.1164 | 5450.7958 | 1716.1839 | 3708.3221 | 48.3012 | 1742.4737 | 507.7281
0.4 |  |  | 3165.0601 | 2051.1164 | 6513.0352 | 1716.1839 | 3952.1782 | 48.3012 | 2560.857 | 507.7281
0.3 |  |  | 3164.7435 | 2051.1164 | 6643.6396 | 1716.1839 | 3865.8282 | 48.3012 | 2777.8114 | 507.7281
1.1 |  |  | 3133.1785 | 2051.1164 | 6548.1008 | 1716.1839 | 3789.9769 | 48.3012 | 2758.1239 | 507.7281
1.3 |  |  | 3095.6351 | 2050.949 | 6154.7325 | 1716.1839 | 3718.2167 | 48.3012 | 2436.5158 | 507.7281
1.6 |  |  | 3111.3285 | 2048.0696 | 5743.7056 | 1716.1839 | 3548.2497 | 48.3012 | 2195.4559 | 507.7281
0.6 |  |  | 3153.287 | 2048.0696 | 5573.0244 | 1716.1839 | 3559.249 | 48.3012 | 2013.7755 | 507.7281
1.2 |  |  | 3229.4675 | 2048.0696 | 5508.2547 | 1716.1839 | 3594.5826 | 48.3012 | 1913.6721 | 507.7281
1 |  |  | 3301.297 | 2048.0696 | 5671.5991 | 1716.1839 | 3694.6518 | 48.3012 | 1976.9473 | 507.7281
0.1 |  |  | 3376.833 | 2048.0696 | 6073.8122 | 1716.1839 | 3791.5434 | 48.3012 | 2282.2688 | 507.7281
0.2 |  |  | 3505.6927 | 2048.0696 | 5937.9245 | 1716.1839 | 3740.7037 | 48.3012 | 2197.2207 | 507.7281
0.2 |  |  | 3588.0767 | 2048.0696 | 5816.889 | 1716.1839 | 3687.5352 | 48.3012 | 2129.3539 | 507.7281
0.8 |  |  | 3537.0971 | 2048.0696 | 5681.0699 | 1716.1839 | 3490.4645 | 48.3012 | 2190.6053 | 507.7281
1 |  |  | 3307.1462 | 2048.0696 | 5161.6045 | 1716.1839 | 3284.9743 | 48.3012 | 1876.6302 | 507.7281
-0.2 |  |  | 2971.0933 | 2048.0696 | 4585.5186 | 1716.1839 | 2987.521 | 48.3012 | 1597.9976 | 507.7281
0.5 |  |  | 2570.7922 | 2048.0696 | 4209.8687 | 1715.1167 | 2991.6195 | 48.3012 | 1218.2492 | 507.7281
-0.1 |  |  | 2343.1784 | 2048.0696 | 4067.4044 | 1712.1873 | 3008.7071 | 48.3012 | 1058.6973 | 507.7281
0.1 |  |  | 2159.8604 | 2048.0696 | 3507.4498 | 1709.6586 | 2786.9914 | 48.3012 | 720.4584 | 507.7281
-0.2 |  |  | 2083.2355 | 2048.0696 | 3331.3557 | 1706.5167 | 2803.9766 | 48.3012 | 527.379 | 507.7281
0.1 |  |  | 2041.6223 | 2048.0696 | 3208.6031 | 1702.085 | 2783.7045 | 48.3012 | 424.8986 | 507.7281
0.8 |  |  | 2038.2145 | 2048.0696 | 3199.9378 | 1701.8757 | 2781.2366 | 48.3012 | 418.7012 | 507.7281
0.6 |  |  | 2045.0139 | 2048.0696 | 3467.8107 | 1699.5724 | 2955.478 | 48.3012 | 512.3326 | 507.7281
0.2 |  |  | 2145.5263 | 2048.0696 | 3994.5403 | 1696.8352 | 3395.3731 | 48.3012 | 599.1672 | 507.7281
0.5 |  |  | 2450.6092 | 2048.0696 | 4447.2073 | 1696.8352 | 3408.1336 | 48.3012 | 1039.0737 | 507.7281
0.5 |  |  | 2848.6074 | 2048.0696 | 5377.0891 | 1696.8352 | 3634.6154 | 48.3012 | 1742.4737 | 507.7281
-0.1 |  |  | 3110.5949 | 2048.0696 | 6503.6232 | 1696.8352 | 3942.7662 | 48.3012 | 2560.857 | 507.7281
0.1 |  |  | 3092.1207 | 2048.0696 | 6562.4977 | 1696.8352 | 3784.6863 | 48.3012 | 2777.8114 | 507.7281
0.2 |  |  | 3058.3923 | 2048.0696 | 6561.1372 | 1696.8352 | 3803.0134 | 48.3012 | 2758.1239 | 507.7281
0.3 |  |  | 3020.0621 | 2048.0696 | 6185.7472 | 1696.8352 | 3749.2314 | 48.3012 | 2436.5158 | 507.7281
0.2 |  |  | 3036.3484 | 2048.0696 | 5929.2443 | 1696.8352 | 3733.7885 | 47.267 | 2195.4559 | 507.7281
0.6 |  |  | 3085.0661 | 2045.0139 | 5516.2298 | 1696.8352 | 3502.4543 | 47.267 | 2013.7755 | 507.7281
0.5 |  |  | 3169.5851 | 2045.0139 | 5578.8882 | 1696.8122 | 3665.2161 | 47.267 | 1913.6721 | 507.7281
0.5 |  |  | 3248.0281 | 2045.0139 | 5725.0381 | 1695.153 | 3748.0908 | 47.267 | 1976.9473 | 507.7281
0.8 |  |  | 3328.3344 | 2045.0139 | 5943.3532 | 1695.0613 | 3661.0844 | 47.267 | 2282.2688 | 507.7281
1 |  |  | 3468.7702 | 2045.0139 | 5804.531 | 1694.9906 | 3607.3102 | 47.267 | 2197.2207 | 507.7281
1.1 |  |  | 3563.6681 | 2045.0139 | 5670.5263 | 1694.9906 | 3541.1724 | 47.267 | 2129.3539 | 507.7281
1.4 |  |  | 3521.924 | 2045.0139 | 5575.4253 | 1694.9906 | 3384.82 | 47.267 | 2190.6053 | 507.7281
1.7 |  |  | 3297.8561 | 2045.0139 | 5064.7328 | 1694.9906 | 3188.1026 | 47.267 | 1876.6302 | 507.7281
1.8 |  |  | 2964.6324 | 2045.0139 | 4400.1846 | 1694.9906 | 2802.187 | 47.267 | 1597.9976 | 507.7281
2.2 |  |  | 2566.1688 | 2045.0139 | 4037.8051 | 1694.9906 | 2819.5559 | 47.267 | 1218.2492 | 507.7281
2.4 |  |  | 2185.5818 | 2045.0139 | 3454.5199 | 1694.9429 | 2574.0037 | 47.267 | 880.5162 | 507.7281
2.6 |  |  | 2060.7678 | 2045.0139 | 3070.552 | 1694.888 | 2487.4948 | 47.267 | 583.0573 | 507.7281
3 |  |  | 2041.5737 | 2045.0139 | 2970.9395 | 1694.4319 | 2503.1792 | 47.267 | 467.7603 | 507.7281
2.8 |  |  | 2038.8368 | 2045.0139 | 2961.1728 | 1692.7088 | 2552.0336 | 47.267 | 409.1392 | 507.7281
3.2 |  |  | 2062.4648 | 2045.0139 | 3115.9821 | 1692.6286 | 2608.254 | 47.267 | 507.7281 | 507.7281
3.1 |  |  | 2169.7514 | 2045.0139 | 3732.4287 | 1691.0772 | 2826.7258 | 47.267 | 905.7029 | 507.7281
3.4 |  |  | 2599.8422 | 2045.0139 | 5313.6492 | 1690.5431 | 3486.3866 | 47.267 | 1827.2627 | 507.7281
3.9 |  |  | 3310.3489 | 2045.0139 | 6395.916 | 1685.3534 | 3687.6876 | 47.267 | 2708.2283 | 507.7281
5.1 |  |  | 3687.5442 | 2045.0139 | 5776.8047 | 1682.7008 | 3582.7973 | 47.267 | 2194.0075 | 507.7281
3.3 |  |  | 3748.1888 | 2045.0139 | 5343.0967 | 1681.667 | 3393.7048 | 47.267 | 1949.3919 | 507.7281
3.5 |  |  | 3687.3062 | 2045.0139 | 5226.7273 | 1675.6224 | 3284.6529 | 47.267 | 1942.0744 | 507.7281
4.8 |  |  | 3661.3593 | 2045.0139 | 4778.1636 | 1666.8175 | 3037.2097 | 47.267 | 1740.9539 | 507.7281
5.6 |  |  | 3617.0154 | 2045.0139 | 4453.5805 | 1665.8668 | 2798.5298 | 47.267 | 1655.0507 | 507.7281
5.2 |  |  | 3579.9493 | 2045.0139 | 4411.4691 | 1662.4543 | 2801.2491 | 47.267 | 1610.22 | 507.7281
5.7 |  |  | 3685.9794 | 2045.0139 | 4377.9191 | 1656.3265 | 2667.5648 | 47.267 | 1710.3543 | 507.7281
6 |  |  | 3789.8597 | 2044.95 | 4432.246 | 1653.906 | 2681.2899 | 47.267 | 1750.9562 | 507.7281
7.2 |  |  | 3772.3855 | 2044.95 | 4745.4893 | 1653.5898 | 2651.4995 | 47.267 | 2093.9898 | 507.7281
7 |  |  | 3597.6711 | 2044.95 | 5216.956 | 1643.2486 | 2743.9801 | 47.267 | 2472.9759 | 507.7281
6.3 |  |  | 3603.9699 | 2044.95 | 5226.309 | 1641.6598 | 2764.0499 | 47.267 | 2462.259 | 507.7281
6.1 |  |  | 3680.7226 | 2044.95 | 5086.9666 | 1641.6598 | 2709.4476 | 47.267 | 2377.519 | 507.7281
7 |  |  | 3661.1294 | 2044.95 | 5050.2282 | 1641.6598 | 2697.4491 | 47.267 | 2352.7791 | 507.7281
6.4 |  |  | 3450.372 | 2044.95 | 4620.8369 | 1641.6598 | 2685.2006 | 47.267 | 1935.6363 | 507.7281
6.4 |  |  | 3082.1997 | 2044.95 | 4161.1738 | 1641.6598 | 2374.9468 | 47.267 | 1786.227 | 507.7281
6.6 |  |  | 2607.7078 | 2044.95 | 3701.178 | 1641.6598 | 2246.2404 | 47.267 | 1454.9376 | 507.7281
6.9 |  |  | 2185.5818 | 2044.95 | 2749.8253 | 1641.6598 | 1869.3091 | 47.267 | 880.5162 | 507.7281
7 |  |  | 2060.7678 | 2044.95 | 2330.2037 | 1641.6598 | 1747.1464 | 47.267 | 583.0573 | 507.7281
6.7 |  |  | 2041.5737 | 2044.95 | 2265.1162 | 1641.6598 | 1797.3559 | 47.267 | 467.7603 | 507.7281
7.5 |  |  | 2038.8368 | 2044.95 | 2174.6499 | 1641.6598 | 1765.5107 | 47.267 | 409.1392 | 507.7281
8 |  |  | 2062.4648 | 2044.95 | 2226.3234 | 1641.6598 | 1718.5953 | 47.267 | 507.7281 | 507.7281
8.4 |  |  | 2169.7514 | 2044.95 | 2682.9773 | 1641.6598 | 1777.2745 | 47.267 | 905.7029 | 507.7281
8.9 |  |  | 2599.8422 | 2044.95 | 4275.0136 | 1641.6598 | 2447.751 | 47.267 | 1827.2627 | 507.7281
9.1 |  |  | 3310.3489 | 2044.95 | 5142.4907 | 1640.4515 | 2434.2623 | 47.267 | 2708.2283 | 507.7281
8.2 |  |  | 3687.5442 | 2044.95 | 4799.2838 | 1640.4515 | 2605.2764 | 47.267 | 2194.0075 | 507.7281
7.9 |  |  | 3748.1888 | 2044.95 | 4273.4478 | 1640.4515 | 2324.0558 | 47.267 | 1949.3919 | 507.7281
7.8 |  |  | 3687.3062 | 2044.95 | 4227.0133 | 1640.4515 | 2284.939 | 47.267 | 1942.0744 | 507.7281
8.1 |  |  | 3661.3593 | 2044.95 | 3991.1175 | 1640.4515 | 2250.1636 | 47.267 | 1740.9539 | 507.7281
8.5 |  |  | 3617.0154 | 2044.95 | 3798.496 | 1640.4515 | 2143.4452 | 47.267 | 1655.0507 | 507.7281
7.1 |  |  | 3579.9493 | 2044.95 | 3835.3126 | 1640.4515 | 2225.0926 | 47.267 | 1610.22 | 507.7281
6.5 |  |  | 3685.9794 | 2044.95 | 4024.2368 | 1640.4515 | 2313.8824 | 47.267 | 1710.3543 | 507.7281
6.3 |  |  | 3789.8597 | 2044.95 | 4180.8619 | 1640.4515 | 2429.9057 | 47.267 | 1750.9562 | 507.7281
4.2 |  |  | 3772.3855 | 2044.95 | 4931.7608 | 1640.4515 | 2837.771 | 44.3667 | 2093.9898 | 507.7281
5.3 |  |  | 3597.6711 | 2044.95 | 5202.5426 | 1640.4515 | 2729.5667 | 44.3667 | 2472.9759 | 507.7281
5.9 |  |  | 3603.9699 | 2044.95 | 4996.527 | 1640.4515 | 2534.268 | 44.3667 | 2462.259 | 507.7281
5.6 |  |  | 3680.7226 | 2044.95 | 4909.7336 | 1637.8481 | 2532.2146 | 44.3667 | 2377.519 | 507.7281
5.4 |  |  | 3661.1294 | 2044.95 | 4974.4405 | 1636.2585 | 2621.6614 | 44.3667 | 2352.7791 | 507.7281
4.1 |  |  | 3450.372 | 2044.95 | 4590.4672 | 1635.7089 | 2654.8308 | 44.3667 | 1935.6363 | 507.7281
4.6 |  |  | 3082.1997 | 2044.95 | 4138.5983 | 1634.8661 | 2352.3714 | 44.3667 | 1786.227 | 507.7281
4.3 |  |  | 2607.7078 | 2044.95 | 3740.2648 | 1634.8472 | 2285.3272 | 44.3667 | 1454.9376 | 507.7281
2.9 |  |  | 2185.5818 | 2044.95 | 2886.3264 | 1634.795 | 2005.8102 | 44.3667 | 880.5162 | 507.7281
3.4 |  |  | 2060.7678 | 2044.95 | 2481.7172 | 1630.5557 | 1898.6599 | 44.3667 | 583.0573 | 507.7281
2.2 |  |  | 2041.5737 | 2044.95 | 2448.8351 | 1629.0364 | 1981.0748 | 44.3667 | 467.7603 | 507.7281
3 |  |  | 2038.8368 | 2044.95 | 2403.7099 | 1628.3526 | 1994.5707 | 44.3667 | 409.1392 | 507.7281
2.2 |  |  | 2062.4648 | 2044.95 | 2686.1358 | 1626.9677 | 2178.4077 | 44.3667 | 507.7281 | 507.7281
2.1 |  |  | 2169.7514 | 2044.95 | 3328.4626 | 1622.8108 | 2422.7597 | 44.3667 | 905.7029 | 507.7281
2.6 |  |  | 2599.8422 | 2044.95 | 5012.4462 | 1622.8108 | 3185.1835 | 44.3667 | 1827.2627 | 507.7281
3.1 |  |  | 3310.3489 | 2044.95 | 6034.2712 | 1622.8108 | 3326.0429 | 44.3667 | 2708.2283 | 507.7281
2.9 |  |  | 3687.5442 | 2044.95 | 5568.8641 | 1622.8108 | 3374.8567 | 44.3667 | 2194.0075 | 507.7281
2.4 |  |  | 3748.1888 | 2044.95 | 5156.1266 | 1622.8108 | 3206.7346 | 44.3667 | 1949.3919 | 507.7281
3.6 |  |  | 3687.3062 | 2044.95 | 4991.0458 | 1622.8108 | 3048.9714 | 44.3667 | 1942.0744 | 507.7281
3.6 |  |  | 3661.3593 | 2044.95 | 4767.8956 | 1622.8108 | 3026.9417 | 44.3667 | 1740.9539 | 507.7281
4.4 |  |  | 3617.0154 | 2044.95 | 4494.401 | 1622.8108 | 2839.3502 | 44.3667 | 1655.0507 | 507.7281
5.5 |  |  | 3579.9493 | 2044.95 | 4277.3069 | 1622.8108 | 2667.0868 | 44.3667 | 1610.22 | 507.7281
5.4 |  |  | 3685.9794 | 2044.95 | 4365.1819 | 1622.8108 | 2654.8276 | 44.3667 | 1710.3543 | 507.7281
5.2 |  |  | 3789.8597 | 2044.95 | 4515.0017 | 1622.8108 | 2764.0455 | 44.3667 | 1750.9562 | 507.7281
5.1 |  |  | 3772.3855 | 2044.95 | 5005.6142 | 1622.8108 | 2911.6244 | 44.3667 | 2093.9898 | 507.7281
3.8 |  |  | 3597.6711 | 2044.95 | 5620.2983 | 1622.8108 | 3147.3224 | 44.3667 | 2472.9759 | 507.7281
3.4 |  |  | 3603.9699 | 2044.95 | 5544.574 | 1621.8815 | 3082.315 | 44.3667 | 2462.259 | 507.7281
3.2 |  |  | 3680.7226 | 2044.95 | 5422.4121 | 1621.8815 | 3044.8931 | 44.3667 | 2377.519 | 507.7281
2.4 |  |  | 3661.1294 | 2044.95 | 5510.6534 | 1620.6732 | 3157.8743 | 44.3667 | 2352.7791 | 507.7281
1.9 |  |  | 3450.372 | 2044.95 | 5044.3034 | 1620.6732 | 3108.6671 | 44.3667 | 1935.6363 | 507.7281
1.4 |  |  | 3082.1997 | 2044.95 | 4656.6357 | 1620.6732 | 2870.4087 | 44.3667 | 1786.227 | 507.7281
0.4 |  |  | 2607.7078 | 2044.95 | 4372.3971 | 1615.8391 | 2917.4595 | 44.3667 | 1454.9376 | 507.7281
1.2 |  |  | 2185.5818 | 2044.95 | 3321.6361 | 1615.4255 | 2441.1199 | 44.3667 | 880.5162 | 507.7281
1.3 |  |  | 2060.7678 | 2044.95 | 2960.5263 | 1615.4255 | 2377.469 | 44.3667 | 583.0573 | 507.7281
1.6 |  |  | 2041.5737 | 2044.95 | 2838.6315 | 1615.4255 | 2370.8711 | 44.3667 | 467.7603 | 507.7281
1.5 |  |  | 2038.8368 | 2044.95 | 2840.7574 | 1615.4255 | 2431.6183 | 44.3667 | 409.1392 | 507.7281
1.5 |  |  | 2062.4648 | 2044.95 | 3049.5541 | 1615.4255 | 2541.826 | 44.3667 | 507.7281 | 507.7281
1.3 |  |  | 2169.7514 | 2044.95 | 3717.8042 | 1615.4255 | 2812.1014 | 44.3667 | 905.7029 | 507.7281
1.5 |  |  | 2599.8422 | 2044.95 | 5379.9905 | 1615.4255 | 3552.7278 | 44.3667 | 1827.2627 | 507.7281
2 |  |  | 3310.3489 | 2044.6577 | 6433.2508 | 1615.4255 | 3725.0224 | 44.3667 | 2708.2283 | 507.7281
1.3 |  |  | 3687.5442 | 2044.6577 | 6012.4296 | 1615.4255 | 3818.4221 | 44.3667 | 2194.0075 | 507.7281
2 |  |  | 3748.1888 | 2044.6577 | 5409.959 | 1615.4255 | 3460.5671 | 44.3667 | 1949.3919 | 507.7281
1.6 |  |  | 3687.3062 | 2044.6577 | 5413.0031 | 1615.4255 | 3470.9288 | 44.3667 | 1942.0744 | 507.7281
0.5 |  |  | 3661.3593 | 2044.6577 | 5315.9573 | 1615.4249 | 3575.0034 | 44.3667 | 1740.9539 | 507.7281
0.2 |  |  | 3617.0154 | 2044.6577 | 5184.05 | 1615.2231 | 3528.9993 | 44.3667 | 1655.0507 | 507.7281
1.1 |  |  | 3579.9493 | 2044.6577 | 5000.9264 | 1611.6337 | 3390.7064 | 44.3667 | 1610.22 | 507.7281
0.1 |  |  | 3685.9794 | 2044.6577 | 5267.485 | 1611.5585 | 3557.1306 | 44.3667 | 1710.3543 | 507.7281
1.6 |  |  | 3789.8597 | 2044.6577 | 5172.0577 | 1610.277 | 3421.1015 | 44.3667 | 1750.9562 | 507.7281
0.3 |  |  | 3772.3855 | 2044.6577 | 5830.7625 | 1610.277 | 3736.7727 | 44.3667 | 2093.9898 | 507.7281
-1.1 |  |  | 3597.6711 | 2042.7717 | 6438.0202 | 1608.4909 | 3965.0443 | 44.3667 | 2472.9759 | 507.7281
-0.6 |  |  | 3603.9699 | 2042.7717 | 6194.0395 | 1607.7501 | 3731.7805 | 44.3667 | 2462.259 | 507.7281
0.3 |  |  | 3680.7226 | 2042.7717 | 5928.7946 | 1607.1131 | 3551.2757 | 43.6622 | 2377.519 | 507.7281
0.5 |  |  | 3661.1294 | 2042.7717 | 5880.5919 | 1606.6634 | 3527.8128 | 43.6622 | 2352.7791 | 507.7281
0.3 |  |  | 3450.372 | 2042.7717 | 5377.4513 | 1605.0391 | 3441.815 | 43.6622 | 1935.6363 | 507.7281
2.1 |  |  | 3082.1997 | 2042.7717 | 4781.9828 | 1601.2998 | 2995.7558 | 43.6622 | 1786.227 | 507.7281
2.4 |  |  | 2607.7078 | 2042.7717 | 4379.4098 | 1598.3707 | 2924.4721 | 43.6622 | 1454.9376 | 507.7281
2.6 |  |  | 2185.5818 | 2042.7717 | 3408.1149 | 1591.0535 | 2527.5987 | 43.6622 | 880.5162 | 507.7281
3.6 |  |  | 2060.7678 | 2042.7717 | 2963.6339 | 1588.7271 | 2380.5766 | 43.6622 | 583.0573 | 507.7281
4.1 |  |  | 2041.5737 | 2042.7717 | 2868.3672 | 1587.2554 | 2400.6068 | 43.6622 | 467.7603 | 507.7281
3.8 |  |  | 2038.8368 | 2042.7717 | 2865.2153 | 1575.4841 | 2456.0762 | 43.6622 | 409.1392 | 507.7281
3 |  |  | 2062.4648 | 2042.7717 | 3101.3326 | 1567.8236 | 2593.6045 | 43.6622 | 507.7281 | 507.7281
2.8 |  |  | 2169.7514 | 2042.7717 | 3734.5866 | 1565.7636 | 2828.8837 | 43.6622 | 905.7029 | 507.7281
2.8 |  |  | 2599.8422 | 2042.7717 | 5364.3855 | 1565.2414 | 3537.1228 | 43.6622 | 1827.2627 | 507.7281
2.4 |  |  | 3310.3489 | 2042.7717 | 6544.3984 | 1565.2414 | 3836.17 | 43.6622 | 2708.2283 | 507.7281
1.9 |  |  | 3687.5442 | 2042.7717 | 6105.167 | 1565.2414 | 3911.1595 | 42.4539 | 2194.0075 | 507.7281
1.6 |  |  | 3748.1888 | 2042.7717 | 5576.6646 | 1565.2414 | 3627.2727 | 42.4539 | 1949.3919 | 507.7281
1.1 |  |  | 3687.3062 | 2042.7717 | 5573.1918 | 1565.2414 | 3631.1174 | 42.4539 | 1942.0744 | 507.7281
0.7 |  |  | 3661.3593 | 2042.7717 | 5364.5388 | 1565.2414 | 3623.5849 | 42.4539 | 1740.9539 | 507.7281
0.9 |  |  | 3617.0154 | 2042.7717 | 5142.0832 | 1565.2414 | 3487.0324 | 42.4539 | 1655.0507 | 507.7281
1.1 |  |  | 3579.9493 | 2042.7717 | 5036.8552 | 1565.2414 | 3426.6351 | 42.4539 | 1610.22 | 507.7281
1.3 |  |  | 3685.9794 | 2042.7717 | 5100.7912 | 1565.2414 | 3390.4369 | 42.4539 | 1710.3543 | 507.7281
1 |  |  | 3789.8597 | 2042.7717 | 5270.1351 | 1565.2414 | 3519.1789 | 42.4539 | 1750.9562 | 507.7281
1.9 |  |  | 3772.3855 | 2042.7717 | 5596.4132 | 1565.2414 | 3502.4234 | 42.4539 | 2093.9898 | 507.7281
1.9 |  |  | 3597.6711 | 2042.7717 | 6011.2198 | 1565.2414 | 3538.2439 | 42.4539 | 2472.9759 | 507.7281
3.6 |  |  | 3603.9699 | 2041.6223 | 5672.8522 | 1565.1038 | 3210.5932 | 42.4539 | 2462.259 | 507.7281
4.2 |  |  | 3680.7226 | 2041.6223 | 5432.4808 | 1563.6656 | 3054.9618 | 42.4539 | 2377.519 | 507.7281
4.7 |  |  | 3661.1294 | 2041.6223 | 5406.307 | 1563.2438 | 3053.5279 | 41.7713 | 2352.7791 | 507.7281
5.7 |  |  | 3450.372 | 2041.6223 | 4834.2465 | 1562.4385 | 2898.6102 | 41.7713 | 1935.6363 | 507.7281
6.8 |  |  | 3082.1997 | 2041.6223 | 4275.0127 | 1562.2922 | 2488.7857 | 41.7713 | 1786.227 | 507.7281
7.6 |  |  | 2607.7078 | 2041.6223 | 3772.7841 | 1560.0689 | 2317.8465 | 41.7713 | 1454.9376 | 507.7281
8.3 |  |  | 2556.0343 | 2041.6223 | 3182.3387 | 1559.4101 | 2123.6414 | 41.7713 | 1058.6973 | 507.7281
8.1 |  |  | 2262.6761 | 2041.6223 | 2593.9198 | 1559.4101 | 1873.4615 | 41.7713 | 720.4584 | 507.7281
7.7 |  |  | 2152.6584 | 2041.6223 | 2476.8992 | 1558.4251 | 1949.5202 | 41.7713 | 527.379 | 507.7281
7.4 |  |  | 2091.6777 | 2041.6223 | 2393.54 | 1557.5655 | 1968.6414 | 41.7713 | 424.8986 | 507.7281
7.3 |  |  | 2067.7158 | 2041.6223 | 2418.1882 | 1557.5655 | 1999.487 | 41.7713 | 418.7012 | 507.7281
7.1 |  |  | 2070.9943 | 2041.6223 | 2501.4717 | 1547.2009 | 1989.1391 | 41.7713 | 512.3326 | 507.7281
7.2 |  |  | 2106.1356 | 2041.6223 | 3165.5033 | 1546.9138 | 2566.3361 | 41.7713 | 599.1672 | 507.7281
7.1 |  |  | 2327.4422 | 2041.6223 | 3608.5325 | 1546.5115 | 2569.4588 | 41.7713 | 1039.0737 | 507.7281
6.8 |  |  | 2816.0682 | 2041.6223 | 4530.5617 | 1546.5115 | 2788.088 | 41.7713 | 1742.4737 | 507.7281
7.1 |  |  | 3262.8721 | 2041.6223 | 5382.036 | 1546.5115 | 2821.179 | 41.7713 | 2560.857 | 507.7281
7.5 |  |  | 3393.9904 | 2041.6223 | 5566.3887 | 1546.5115 | 2788.5773 | 41.7713 | 2777.8114 | 507.7281
7.5 |  |  | 3426.6145 | 2041.6223 | 5493.3064 | 1546.5115 | 2735.1826 | 41.7713 | 2758.1239 | 507.7281
7.5 |  |  | 3410.4674 | 2041.6223 | 5050.6342 | 1546.5115 | 2614.1184 | 41.7713 | 2436.5158 | 507.7281
7.8 |  |  | 3358.9152 | 2041.6223 | 4701.1613 | 1546.5115 | 2505.7055 | 41.7713 | 2195.4559 | 507.7281
7.8 |  |  | 3442.1381 | 2041.6223 | 4447.3845 | 1546.5115 | 2433.6091 | 41.7713 | 2013.7755 | 467.7603
7.6 |  |  | 3611.5456 | 2041.6223 | 4394.6758 | 1546.5115 | 2481.0037 | 41.7713 | 1913.6721 | 467.7603
7 |  |  | 3672.6769 | 2041.6223 | 4656.1083 | 1546.5115 | 2679.161 | 41.7713 | 1976.9473 | 467.7603
6.9 |  |  | 3723.76 | 2041.6223 | 4947.8422 | 1546.5115 | 2665.5734 | 41.7713 | 2282.2688 | 467.7603
6.7 |  |  | 3757.8643 | 2041.6223 | 4776.3635 | 1546.5115 | 2579.1428 | 41.7713 | 2197.2207 | 467.7603
6.8 |  |  | 3811.2103 | 2041.5737 | 4647.0771 | 1546.5115 | 2517.7232 | 41.7713 | 2129.3539 | 467.7603
7 |  |  | 3743.4193 | 2041.5737 | 4500.1515 | 1546.5115 | 2309.5461 | 41.7713 | 2190.6053 | 467.7603
7 |  |  | 3527.2232 | 2041.5737 | 4181.6317 | 1546.5115 | 2305.0015 | 41.7713 | 1876.6302 | 467.7603
6.6 |  |  | 3285.9257 | 2041.5737 | 3538.7711 | 1546.5115 | 1940.7735 | 41.7713 | 1597.9976 | 467.7603
6.6 |  |  | 2862.6999 | 2041.5737 | 3144.919 | 1546.5115 | 1926.6699 | 41.7713 | 1218.2492 | 467.7603
6.6 |  |  | 2552.5572 | 2041.5737 | 2933.4915 | 1546.5115 | 1874.7942 | 41.7713 | 1058.6973 | 467.7603
5.9 |  |  | 2260.729 | 2041.5737 | 2490.2305 | 1546.5115 | 1769.7721 | 41.7713 | 720.4584 | 467.7603
5.8 |  |  | 2150.4812 | 2041.5737 | 2244.9469 | 1546.5115 | 1717.5679 | 41.7713 | 527.379 | 467.7603
5.5 |  |  | 2090.5283 | 2041.5737 | 2161.0505 | 1546.5115 | 1736.152 | 41.7713 | 424.8986 | 467.7603
5.2 |  |  | 2065.7241 | 2041.5737 | 2242.3382 | 1546.5115 | 1823.637 | 41.7713 | 418.7012 | 467.7603
2.5 |  |  | 2067.9385 | 2041.5737 | 2601.5862 | 1546.5115 | 2089.2536 | 41.7713 | 512.3326 | 467.7603
3.2 |  |  | 2099.6769 | 2041.5737 | 3174.6915 | 1546.5115 | 2575.5242 | 41.7713 | 599.1672 | 467.7603
3.7 |  |  | 2316.1177 | 2041.5737 | 3574.4438 | 1546.5115 | 2535.3701 | 41.7713 | 1039.0737 | 467.7603
3.1 |  |  | 2787.4749 | 2041.5737 | 4596.5989 | 1546.5115 | 2854.1252 | 41.7713 | 1742.4737 | 467.7603
3.3 |  |  | 3208.4069 | 2041.5737 | 5711.4596 | 1546.5115 | 3150.6026 | 41.7713 | 2560.857 | 467.7603
3.9 |  |  | 3321.3675 | 2041.5737 | 5737.2771 | 1546.5115 | 2959.4658 | 41.7713 | 2777.8114 | 467.7603
4.6 |  |  | 3351.8283 | 2041.5737 | 5739.3888 | 1546.5115 | 2981.265 | 41.7713 | 2758.1239 | 467.7603
4.7 |  |  | 3334.8945 | 2041.5737 | 5334.5817 | 1546.5115 | 2898.0658 | 41.7713 | 2436.5158 | 467.7603
5.3 |  |  | 3283.935 | 2041.5737 | 5080.1912 | 1546.5115 | 2884.7353 | 41.7713 | 2195.4559 | 467.7603
5.9 |  |  | 3373.9171 | 2041.5737 | 4679.907 | 1546.5115 | 2666.1315 | 41.7713 | 2013.7755 | 467.7603
6.5 |  |  | 3551.6632 | 2041.5737 | 4572.1578 | 1546.5115 | 2658.4857 | 41.7713 | 1913.6721 | 467.7603
6.8 |  |  | 3619.408 | 2041.5737 | 4690.202 | 1546.5115 | 2713.2548 | 41.7713 | 1976.9473 | 467.7603
7.1 |  |  | 3675.2613 | 2041.5737 | 4961.581 | 1546.5115 | 2679.3122 | 41.7713 | 2282.2688 | 467.7603
7.1 |  |  | 3720.9417 | 2041.5737 | 4830.3702 | 1546.5115 | 2633.1494 | 41.7713 | 2197.2207 | 467.7603
7.1 |  |  | 3786.8017 | 2041.5737 | 4692.4572 | 1546.5115 | 2563.1034 | 41.7713 | 2129.3539 | 467.7603
7.1 |  |  | 3728.2462 | 2041.5737 | 4607.0347 | 1546.5115 | 2416.4294 | 41.7713 | 2190.6053 | 467.7603
6.9 |  |  | 3517.9331 | 2041.5737 | 4275.9435 | 1546.5115 | 2399.3133 | 41.7713 | 1876.6302 | 467.7603
6.7 |  |  | 3279.4647 | 2041.5737 | 3668.5025 | 1546.5115 | 2070.5049 | 41.7713 | 1597.9976 | 467.7603
6.1 |  |  | 2858.0765 | 2041.5737 | 3333.4095 | 1546.5115 | 2115.1604 | 41.7713 | 1218.2492 | 467.7603
4.4 |  |  | 2320.0733 | 2041.5737 | 2895.4924 | 1546.5115 | 2014.9762 | 41.7713 | 880.5162 | 467.7603
3.3 |  |  | 2114.2588 | 2041.5737 | 2602.587 | 1546.5115 | 2019.5297 | 41.7713 | 583.0573 | 467.7603
3.3 |  |  | 2058.3851 | 2041.5737 | 2501.729 | 1546.5115 | 2033.9686 | 41.7713 | 467.7603 | 467.7603
4.3 |  |  | 2044.95 | 2041.5737 | 2429.2217 | 1546.5115 | 2020.0825 | 41.7713 | 409.1392 | 467.7603
3.8 |  |  | 2062.4648 | 2041.5737 | 2660.3345 | 1546.5115 | 2152.6064 | 41.7713 | 507.7281 | 467.7603
3.7 |  |  | 2128.487 | 2041.5737 | 3234.2383 | 1546.5115 | 2328.5354 | 41.7713 | 905.7029 | 467.7603
2.1 |  |  | 2495.917 | 2041.5737 | 5093.826 | 1546.5115 | 3266.5634 | 41.7713 | 1827.2627 | 467.7603
2.8 |  |  | 3284.3675 | 2041.5737 | 6071.8554 | 1546.5115 | 3363.6271 | 41.7713 | 2708.2283 | 467.7603
1.5 |  |  | 3751.7333 | 2041.5737 | 5690.8328 | 1546.5115 | 3496.8254 | 41.7713 | 2194.0075 | 467.7603
1.4 |  |  | 3925.4731 | 2041.5737 | 5247.7369 | 1546.5115 | 3298.345 | 41.3173 | 1949.3919 | 467.7603
0.7 |  |  | 3864.5904 | 2041.5737 | 5330.7018 | 1546.5115 | 3388.6274 | 41.3173 | 1942.0744 | 467.7603
1.6 |  |  | 3808.0773 | 2041.5737 | 4999.16 | 1545.5058 | 3258.2061 | 41.3173 | 1740.9539 | 467.7603
1.8 |  |  | 3753.0352 | 2041.5737 | 4812.0638 | 1541.222 | 3157.0131 | 41.3173 | 1655.0507 | 467.7603
2.5 |  |  | 3715.9691 | 2041.5737 | 4657.763 | 1540.5781 | 3047.543 | 41.3173 | 1610.22 | 467.7603
2.3 |  |  | 3739.4704 | 2041.5737 | 4816.7849 | 1533.6193 | 3106.4306 | 41.3173 | 1710.3543 | 467.7603
2.7 |  |  | 3912.1247 | 2041.5737 | 4891.9842 | 1530.1519 | 3141.0281 | 41.3173 | 1750.9562 | 467.7603
3 |  |  | 4110.1425 | 2041.5737 | 5305.5825 | 1524.6199 | 3211.5927 | 41.3173 | 2093.9898 | 467.7603
2.9 |  |  | 4037.8251 | 2041.5737 | 5750.6295 | 1520.5657 | 3277.6536 | 41.3173 | 2472.9759 | 467.7603
3.6 |  |  | 3982.9914 | 2041.5737 | 5541.0659 | 1520.2846 | 3078.8069 | 41.3173 | 2462.259 | 467.7603
2 |  |  | 3964.9888 | 2041.5737 | 5574.5175 | 1512.7194 | 3196.9985 | 41.3173 | 2377.519 | 467.7603
1.7 |  |  | 3951.5088 | 2041.5737 | 5605.7829 | 1506.9697 | 3253.0038 | 41.3173 | 2352.7791 | 467.7603
1 |  |  | 3775.9026 | 2041.5737 | 5160.5788 | 1496.2062 | 3224.9425 | 41.3173 | 1935.6363 | 467.7603
0.4 |  |  | 3441.3531 | 2041.5737 | 4789.2016 | 1494.5806 | 3002.9746 | 41.3173 | 1786.227 | 467.7603
0.6 |  |  | 2907.2571 | 2041.5737 | 4419.904 | 1490.8487 | 2964.9664 | 41.3173 | 1454.9376 | 467.7603
0.6 |  |  | 2320.0733 | 2041.5737 | 3441.9316 | 1490.1231 | 2561.4154 | 41.3173 | 880.5162 | 467.7603
0.9 |  |  | 2114.2588 | 2041.5737 | 3072.9499 | 1481.5158 | 2489.8926 | 41.3173 | 583.0573 | 467.7603
1.1 |  |  | 2058.3851 | 2041.5737 | 2971.5255 | 1458.4725 | 2503.7652 | 41.3173 | 467.7603 | 467.7603
1.4 |  |  | 2044.95 | 2041.5737 | 2956.4727 | 1457.5674 | 2547.3335 | 41.3173 | 409.1392 | 467.7603
2 |  |  | 2062.4648 | 2041.5737 | 3127.2895 | 1449.5207 | 2619.5614 | 41.3173 | 507.7281 | 467.7603
1.8 |  |  | 2128.487 | 2041.5737 | 3797.8907 | 1447.8611 | 2892.1878 | 41.3173 | 905.7029 | 467.7603
2.1 |  |  | 2495.917 | 2041.5737 | 5419.3564 | 1447.7184 | 3592.0937 | 41.3173 | 1827.2627 | 467.7603
2.5 |  |  | 3284.3675 | 2041.5737 | 6511.187 | 1447.6385 | 3802.9586 | 41.3173 | 2708.2283 | 467.7603
2.2 |  |  | 3751.7333 | 2041.5737 | 6050.7649 | 1447.6385 | 3856.7574 | 41.3173 | 2194.0075 | 467.7603
2.2 |  |  | 3925.4731 | 2041.5737 | 5480.2009 | 1447.6385 | 3530.8089 | 41.3173 | 1949.3919 | 467.7603
1.9 |  |  | 3864.5904 | 2041.5737 | 5443.5295 | 1447.6385 | 3501.4551 | 41.3173 | 1942.0744 | 467.7603
1.3 |  |  | 3808.0773 | 2041.5737 | 5262.932 | 1447.6385 | 3521.9781 | 41.3173 | 1740.9539 | 467.7603
1.5 |  |  | 3753.0352 | 2041.5737 | 5044.0835 | 1447.6385 | 3389.0327 | 41.3173 | 1655.0507 | 467.7603
0.9 |  |  | 3715.9691 | 2041.5737 | 5051.469 | 1447.6385 | 3441.249 | 41.3173 | 1610.22 | 467.7603
0.2 |  |  | 3739.4704 | 2041.5737 | 5263.4271 | 1447.6385 | 3553.0727 | 41.3173 | 1710.3543 | 467.7603
0.3 |  |  | 3912.1247 | 2041.5737 | 5379.1117 | 1447.6385 | 3628.1555 | 41.3173 | 1750.9562 | 467.7603
0.1 |  |  | 4110.1425 | 2041.5737 | 5863.8477 | 1447.6385 | 3769.8579 | 41.3173 | 2093.9898 | 467.7603
-0.1 |  |  | 4037.8251 | 2041.5737 | 6306.4072 | 1447.6385 | 3833.4313 | 41.3173 | 2472.9759 | 467.7603
-0.2 |  |  | 3982.9914 | 2041.5737 | 6150.1648 | 1447.6385 | 3687.9058 | 41.3173 | 2462.259 | 467.7603
-0.1 |  |  | 3964.9888 | 2041.5737 | 5968.0376 | 1447.6385 | 3590.5186 | 41.3173 | 2377.519 | 467.7603
-0.4 |  |  | 3951.5088 | 2041.5737 | 5956.8121 | 1447.587 | 3604.033 | 41.3173 | 2352.7791 | 467.7603
-0.4 |  |  | 3775.9026 | 2041.5737 | 5426.7171 | 1447.4805 | 3491.0808 | 41.3173 | 1935.6363 | 467.7603
-1.2 |  |  | 3441.3531 | 2041.5737 | 5046.3362 | 1447.4573 | 3260.1092 | 41.3173 | 1786.227 | 467.7603
-0.8 |  |  | 2907.2571 | 2041.5737 | 4669.8334 | 1447.4493 | 3214.8958 | 41.3173 | 1454.9376 | 467.7603
-1.3 |  |  | 2320.0733 | 2041.5737 | 3708.7185 | 1447.4493 | 2828.2023 | 41.3173 | 880.5162 | 467.7603
-0.9 |  |  | 2114.2588 | 2041.5737 | 3343.8543 | 1447.4493 | 2760.797 | 41.3173 | 583.0573 | 467.7603
-1.3 |  |  | 2058.3851 | 2041.5737 | 3278.4446 | 1447.4493 | 2810.6843 | 41.3173 | 467.7603 | 467.7603
0 |  |  | 2044.95 | 2041.5737 | 3197.8862 | 1447.4493 | 2788.747 | 41.3173 | 409.1392 | 467.7603
-0.3 |  |  | 2062.4648 | 2041.5737 | 3440.9887 | 1447.4493 | 2933.2606 | 41.3173 | 507.7281 | 467.7603
-0.4 |  |  | 2128.487 | 2041.5737 | 4172.633 | 1447.4493 | 3266.9301 | 41.3173 | 905.7029 | 467.7603
-0.4 |  |  | 2495.917 | 2041.5737 | 5845.3555 | 1447.4493 | 4018.0929 | 41.3173 | 1827.2627 | 467.7603
0.4 |  |  | 3284.3675 | 2041.5737 | 6927.2979 | 1446.3985 | 4219.0695 | 41.3173 | 2708.2283 | 467.7603
0.5 |  |  | 3751.7333 | 2041.5737 | 6448.4918 | 1436.9656 | 4254.4844 | 41.3173 | 2194.0075 | 467.7603
0.6 |  |  | 3925.4731 | 2041.5737 | 5865.433 | 1436.0507 | 3916.0411 | 41.3173 | 1949.3919 | 467.7603
-0.9 |  |  | 3864.5904 | 2041.5737 | 5981.6193 | 1432.3209 | 4039.5449 | 41.3173 | 1942.0744 | 467.7603
-0.3 |  |  | 3808.0773 | 2041.5737 | 5638.5717 | 1423.633 | 3897.6179 | 41.3173 | 1740.9539 | 467.7603
-0.3 |  |  | 3753.0352 | 2041.5737 | 5437.8838 | 1410.8218 | 3782.8331 | 41.3173 | 1655.0507 | 467.7603
-0.2 |  |  | 3715.9691 | 2041.5737 | 5343.5375 | 1410.3959 | 3733.3175 | 41.3173 | 1610.22 | 467.7603
0.2 |  |  | 3739.4704 | 2041.5737 | 5368.0964 | 1408.0209 | 3657.7421 | 41.3173 | 1710.3543 | 467.7603
0.1 |  |  | 3912.1247 | 2041.5737 | 5501.982 | 1400.094 | 3751.0259 | 41.3173 | 1750.9562 | 467.7603
0.1 |  |  | 4110.1425 | 2041.5737 | 5973.8666 | 1377.0583 | 3879.8768 | 41.3173 | 2093.9898 | 467.7603
-0.4 |  |  | 4037.8251 | 2041.5737 | 6459.3119 | 1376.1408 | 3986.336 | 41.3173 | 2472.9759 | 467.7603
-0.3 |  |  | 3982.9914 | 2041.5737 | 6287.5301 | 1374.0462 | 3825.2711 | 41.3173 | 2462.259 | 467.7603
-0.6 |  |  | 3964.9888 | 2041.5737 | 6130.7865 | 1368.1998 | 3753.2675 | 41.3173 | 2377.519 | 467.7603
-0.6 |  |  | 3951.5088 | 2041.5737 | 6082.3124 | 1365.5506 | 3729.5333 | 41.3173 | 2352.7791 | 467.7603
-0.7 |  |  | 3775.9026 | 2041.5737 | 5559.4369 | 1356.1936 | 3623.8006 | 41.3173 | 1935.6363 | 467.7603
-0.6 |  |  | 3441.3531 | 2041.5737 | 5091.9613 | 1353.9411 | 3305.7343 | 41.3173 | 1786.227 | 467.7603
-1.2 |  |  | 2907.2571 | 2041.5737 | 4802.9711 | 1349.4976 | 3348.0335 | 41.2719 | 1454.9376 | 467.7603
-0.9 |  |  | 2320.0733 | 2041.5737 | 3780.5097 | 1349.4976 | 2899.9935 | 41.2719 | 880.5162 | 467.7603
-0.9 |  |  | 2114.2588 | 2041.5737 | 3440.0538 | 1349.4976 | 2856.9965 | 41.2719 | 583.0573 | 467.7603
-1.2 |  |  | 2058.3851 | 2041.5737 | 3371.1164 | 1349.4976 | 2903.3561 | 41.2719 | 467.7603 | 467.7603
-0.7 |  |  | 2044.95 | 2041.5737 | 3338.5726 | 1349.4976 | 2929.4335 | 41.2719 | 409.1392 | 467.7603
-0.7 |  |  | 2062.4648 | 2041.5737 | 3555.5806 | 1349.4976 | 3047.8525 | 41.2719 | 507.7281 | 467.7603
-0.8 |  |  | 2128.487 | 2041.5737 | 4295.4719 | 1349.4976 | 3389.769 | 41.2719 | 905.7029 | 467.7603
-0.8 |  |  | 2495.917 | 2041.5737 | 5953.2268 | 1349.4976 | 4125.9641 | 41.2719 | 1827.2627 | 467.7603
-0.9 |  |  | 3284.3675 | 2041.5737 | 7135.5608 | 1349.4976 | 4427.3325 | 41.2719 | 2708.2283 | 467.7603
-0.8 |  |  | 3751.7333 | 2041.5737 | 6654.7957 | 1349.4976 | 4460.7882 | 41.2719 | 2194.0075 | 467.7603
-1 |  |  | 3925.4731 | 2041.5737 | 6118.6276 | 1349.4589 | 4169.2357 | 41.2719 | 1949.3919 | 467.7603
-1.3 |  |  | 3864.5904 | 2041.5737 | 6078.149 | 1349.4589 | 4136.0746 | 41.1064 | 1942.0744 | 467.7603
-3.4 |  |  | 3808.0773 | 2041.5737 | 6087.4192 | 1349.4589 | 4346.4653 | 41.1064 | 1740.9539 | 467.7603
-3.6 |  |  | 3753.0352 | 2041.5737 | 5923.4823 | 1349.4589 | 4268.4316 | 41.1064 | 1655.0507 | 467.7603
-3.8 |  |  | 3715.9691 | 2041.5737 | 5879.0706 | 1349.4589 | 4268.8506 | 41.1064 | 1610.22 | 467.7603
-4.4 |  |  | 3739.4704 | 2041.5737 | 6105.4213 | 1349.4589 | 4395.067 | 41.1064 | 1710.3543 | 467.7603
-4.9 |  |  | 3912.1247 | 2041.5737 | 6322.9249 | 1349.4589 | 4571.9687 | 41.1064 | 1750.9562 | 467.7603
-5.6 |  |  | 4110.1425 | 2041.5737 | 6861.1427 | 1349.4589 | 4767.1529 | 41.1064 | 2093.9898 | 467.7603
-4.7 |  |  | 4037.8251 | 2041.5737 | 7128.4862 | 1349.4589 | 4655.5103 | 41.1064 | 2472.9759 | 467.7603
-6.7 |  |  | 3982.9914 | 2041.5737 | 7127.222 | 1349.4589 | 4664.963 | 41.1064 | 2462.259 | 467.7603
-6.4 |  |  | 3964.9888 | 2041.5737 | 6897.2382 | 1349.4589 | 4519.7192 | 41.1064 | 2377.519 | 467.7603
-5.9 |  |  | 3951.5088 | 2041.5737 | 6721.2308 | 1342.5833 | 4368.4517 | 41.1064 | 2352.7791 | 467.7603
-5.7 |  |  | 3775.9026 | 2041.5737 | 6136.5756 | 1342.1379 | 4200.9393 | 41.1064 | 1935.6363 | 467.7603
-4.3 |  |  | 3441.3531 | 2041.5737 | 5579.0953 | 1337.4571 | 3792.8683 | 40.635 | 1786.227 | 467.7603
-3.8 |  |  | 2907.2571 | 2041.5737 | 5248.3601 | 1337.4208 | 3793.4225 | 40.635 | 1454.9376 | 467.7603
-3.3 |  |  | 2320.0733 | 2040.2062 | 4201.1487 | 1337.4032 | 3320.6325 | 40.635 | 880.5162 | 467.7603
-3.9 |  |  | 2114.2588 | 2040.2062 | 3937.5014 | 1337.3874 | 3354.4441 | 40.635 | 583.0573 | 467.7603
-2.7 |  |  | 2058.3851 | 2040.2062 | 3786.4235 | 1337.3085 | 3318.6631 | 40.635 | 467.7603 | 467.7603
-1.7 |  |  | 2044.95 | 2040.2062 | 3728.7766 | 1337.3006 | 3319.6375 | 40.635 | 409.1392 | 467.7603
-3.5 |  |  | 2062.4648 | 2040.2062 | 4083.7948 | 1337.2465 | 3576.0667 | 40.635 | 507.7281 | 467.7603
-3.4 |  |  | 2128.487 | 2040.2062 | 4911.5637 | 1337.2057 | 4005.8608 | 40.635 | 905.7029 | 467.7603
-3 |  |  | 2495.917 | 2040.2062 | 6518.4915 | 1337.2019 | 4691.2288 | 40.635 | 1827.2627 | 467.7603
-1.1 |  |  | 3284.3675 | 2040.2062 | 7562.7149 | 1337.1423 | 4854.4865 | 40.635 | 2708.2283 | 467.7603
-2.3 |  |  | 3751.7333 | 2040.2062 | 7238.743 | 1337.0569 | 5044.7355 | 40.635 | 2194.0075 | 467.7603
-2 |  |  | 3925.4731 | 2040.2062 | 6582.5479 | 1336.9521 | 4633.156 | 40.635 | 1949.3919 | 467.7603
-2.1 |  |  | 3864.5904 | 2040.2062 | 6478.4085 | 1336.7666 | 4536.3342 | 39.7652 | 1942.0744 | 467.7603
-1.4 |  |  | 3808.0773 | 2040.2062 | 6074.7683 | 1336.6722 | 4333.8144 | 39.7652 | 1740.9539 | 467.7603
-1.4 |  |  | 3753.0352 | 2040.2062 | 5833.2283 | 1336.6722 | 4178.1776 | 39.7652 | 1655.0507 | 467.7603
-1.7 |  |  | 3715.9691 | 2040.2062 | 5771.4702 | 1336.6722 | 4161.2502 | 39.7652 | 1610.22 | 467.7603
-1.9 |  |  | 3739.4704 | 2040.2062 | 5848.8271 | 1336.6722 | 4138.4728 | 39.7652 | 1710.3543 | 467.7603
-2 |  |  | 3912.1247 | 2040.2062 | 5971.1388 | 1336.6722 | 4220.1826 | 39.7652 | 1750.9562 | 467.7603
-2.3 |  |  | 4110.1425 | 2040.2062 | 6491.19 | 1336.6722 | 4397.2002 | 39.7652 | 2093.9898 | 467.7603
-1.7 |  |  | 4037.8251 | 2040.2062 | 6817.935 | 1336.6722 | 4344.9591 | 39.7652 | 2472.9759 | 467.7603
-2.4 |  |  | 3982.9914 | 2040.2062 | 6729.4604 | 1336.6722 | 4267.2014 | 39.7652 | 2462.259 | 467.7603
-2.7 |  |  | 3964.9888 | 2040.2062 | 6535.3449 | 1336.6722 | 4157.8259 | 39.7652 | 2377.519 | 467.7603
-2.3 |  |  | 3951.5088 | 2040.2062 | 6408.1451 | 1336.6722 | 4055.366 | 39.7652 | 2352.7791 | 467.7603
-2.5 |  |  | 3775.9026 | 2040.2062 | 5869.5578 | 1336.6722 | 3933.9214 | 39.7652 | 1935.6363 | 467.7603
-2.6 |  |  | 3441.3531 | 2040.2062 | 5404.5088 | 1336.6722 | 3618.2818 | 39.7652 | 1786.227 | 467.7603
-2.5 |  |  | 2907.2571 | 2040.2062 | 5078.901 | 1336.6722 | 3623.9634 | 39.575 | 1454.9376 | 467.7603
-1.7 |  |  | 2556.0343 | 2040.2062 | 4416.2372 | 1336.6722 | 3357.5398 | 39.575 | 1058.6973 | 467.7603
-1.1 |  |  | 2262.6761 | 2039.5425 | 3803.8535 | 1336.6722 | 3083.3951 | 39.575 | 720.4584 | 467.7603
-0.9 |  |  | 2152.6584 | 2039.5425 | 3635.6073 | 1336.6722 | 3108.2282 | 39.575 | 527.379 | 467.7603
-0.8 |  |  | 2091.6777 | 2039.5425 | 3539.1037 | 1336.6722 | 3114.2051 | 39.575 | 424.8986 | 467.7603
-0.7 |  |  | 2067.7158 | 2039.5425 | 3556.8844 | 1336.6722 | 3138.1832 | 39.575 | 418.7012 | 467.7603
0.1 |  |  | 2070.9943 | 2039.5425 | 3785.2751 | 1336.6722 | 3272.9424 | 39.575 | 512.3326 | 467.7603
0.3 |  |  | 2106.1356 | 2039.5425 | 4229.2627 | 1336.6722 | 3630.0955 | 39.575 | 599.1672 | 467.7603
0.1 |  |  | 2327.4422 | 2039.5425 | 4735.5889 | 1336.6722 | 3696.5152 | 39.575 | 1039.0737 | 467.7603
0 |  |  | 2816.0682 | 2039.5425 | 5648.3861 | 1336.6722 | 3905.9124 | 39.575 | 1742.4737 | 467.7603
0.1 |  |  | 3262.8721 | 2039.5425 | 6646.573 | 1336.6722 | 4085.716 | 39.575 | 2560.857 | 467.7603
0 |  |  | 3393.9904 | 2039.5425 | 6787.8113 | 1336.6722 | 4009.9999 | 39.575 | 2777.8114 | 467.7603
-0.2 |  |  | 3426.6145 | 2038.8368 | 6757.8624 | 1336.6722 | 3999.7385 | 39.3817 | 2758.1239 | 467.7603
-0.1 |  |  | 3410.4674 | 2038.8368 | 6376.8059 | 1336.6722 | 3940.2901 | 39.3817 | 2436.5158 | 467.7603
-0.2 |  |  | 3358.9152 | 2038.8368 | 6035.1289 | 1336.6722 | 3839.6731 | 39.3817 | 2195.4559 | 467.7603
-0.1 |  |  | 3442.1381 | 2038.8368 | 5689.5371 | 1336.6722 | 3675.7616 | 39.3817 | 2013.7755 | 467.7603
0 |  |  | 3611.5456 | 2038.8368 | 5703.5577 | 1336.5711 | 3789.8855 | 39.3817 | 1913.6721 | 467.7603
0.2 |  |  | 3672.6769 | 2038.8368 | 5802.8765 | 1333.8662 | 3825.9292 | 39.3817 | 1976.9473 | 467.7603
0.3 |  |  | 3723.76 | 2038.8368 | 6063.4647 | 1333.8662 | 3781.1959 | 39.3817 | 2282.2688 | 467.7603
0.5 |  |  | 3757.8643 | 2038.8368 | 5929.6147 | 1333.8662 | 3732.394 | 39.3817 | 2197.2207 | 467.7603
0.8 |  |  | 3811.2103 | 2038.8368 | 5758.4394 | 1333.8662 | 3629.0856 | 39.3817 | 2129.3539 | 467.7603
0.5 |  |  | 3743.4193 | 2038.8368 | 5732.6317 | 1333.8662 | 3542.0264 | 39.3817 | 2190.6053 | 467.7603
0.4 |  |  | 3527.2232 | 2038.8368 | 5239.3583 | 1333.8662 | 3362.7281 | 39.3817 | 1876.6302 | 467.7603
0.3 |  |  | 3285.9257 | 2038.8368 | 4566.0671 | 1333.8662 | 2968.0696 | 39.3817 | 1597.9976 | 467.7603
0.1 |  |  | 2862.6999 | 2038.8368 | 4260.8547 | 1333.8662 | 3042.6055 | 38.9832 | 1218.2492 | 467.7603
0 |  |  | 2552.5572 | 2038.8368 | 4081.3395 | 1333.8662 | 3022.6422 | 38.9832 | 1058.6973 | 467.7603
-0.1 |  |  | 2260.729 | 2038.8368 | 3547.6748 | 1333.8662 | 2827.2164 | 38.9832 | 720.4584 | 467.7603
-0.4 |  |  | 2150.4812 | 2038.8368 | 3381.3671 | 1333.8662 | 2853.9881 | 38.9832 | 527.379 | 467.7603
-0.4 |  |  | 2090.5283 | 2038.8368 | 3283.8381 | 1333.8662 | 2858.9396 | 38.9832 | 424.8986 | 467.7603
-0.6 |  |  | 2065.7241 | 2038.8368 | 3339.5398 | 1333.8662 | 2920.8386 | 38.9832 | 418.7012 | 467.7603
-0.6 |  |  | 2067.9385 | 2038.8368 | 3630.3374 | 1333.8662 | 3118.0048 | 38.9832 | 512.3326 | 467.7603
-0.6 |  |  | 2099.6769 | 2038.8368 | 4102.2745 | 1333.819 | 3503.1072 | 38.7592 | 599.1672 | 467.7603
-0.6 |  |  | 2316.1177 | 2038.8368 | 4577.5376 | 1333.819 | 3538.464 | 38.7592 | 1039.0737 | 467.7603
-0.7 |  |  | 2787.4749 | 2038.8368 | 5518.8758 | 1333.6297 | 3776.4021 | 38.7592 | 1742.4737 | 467.7603
-0.5 |  |  | 3208.4069 | 2038.8368 | 6592.0575 | 1333.6297 | 4031.2005 | 38.7592 | 2560.857 | 467.7603
-0.3 |  |  | 3321.3675 | 2038.8368 | 6651.7007 | 1333.6297 | 3873.8893 | 38.7592 | 2777.8114 | 467.7603
0.6 |  |  | 3351.8283 | 2038.8368 | 6559.036 | 1328.9056 | 3800.9121 | 38.7592 | 2758.1239 | 467.7603
0.8 |  |  | 3334.8945 | 2038.8368 | 6165.6508 | 1328.4748 | 3729.135 | 38.7592 | 2436.5158 | 467.7603
1 |  |  | 3283.935 | 2038.8368 | 5809.5642 | 1322.6653 | 3614.1084 | 38.7592 | 2195.4559 | 467.7603
1.2 |  |  | 3373.9171 | 2038.8368 | 5466.7788 | 1322.4327 | 3453.0033 | 38.7592 | 2013.7755 | 467.7603
1.2 |  |  | 3551.6632 | 2038.8368 | 5479.37 | 1322.4327 | 3565.6979 | 38.7592 | 1913.6721 | 467.7603
1.1 |  |  | 3619.408 | 2038.8368 | 5632.6699 | 1322.394 | 3655.7227 | 38.7592 | 1976.9473 | 467.7603
1.2 |  |  | 3675.2613 | 2038.8368 | 5895.7795 | 1322.199 | 3613.5107 | 38.1808 | 2282.2688 | 467.7603
1.3 |  |  | 3720.9417 | 2038.8368 | 5780.7705 | 1321.864 | 3583.5498 | 38.1808 | 2197.2207 | 467.7603
1.3 |  |  | 3786.8017 | 2038.8368 | 5653.839 | 1316.3689 | 3524.4851 | 38.1127 | 2129.3539 | 467.7603
1.4 |  |  | 3728.2462 | 2038.8368 | 5584.5977 | 1313.5581 | 3393.9924 | 38.0407 | 2190.6053 | 467.7603
1.1 |  |  | 3517.9331 | 2038.8368 | 5135.8175 | 1298.2398 | 3259.1873 | 38.0316 | 1876.6302 | 467.7603
1.2 |  |  | 3279.4647 | 2038.8368 | 4458.5023 | 1270.0405 | 2860.5047 | 38.0316 | 1597.9976 | 467.7603
1.3 |  |  | 2858.0765 | 2038.8368 | 4126.2522 | 1269.311 | 2908.003 | 38.0316 | 1218.2492 | 467.7603
1.6 |  |  | 2320.0733 | 2038.8368 | 3531.9195 | 1260.6868 | 2651.4033 | 38.0316 | 880.5162 | 467.7603
1.5 |  |  | 2114.2588 | 2038.8368 | 3178.1887 | 1260.4635 | 2595.1314 | 38.0316 | 583.0573 | 467.7603
1.9 |  |  | 2058.3851 | 2038.8368 | 3073.0625 | 1260.4454 | 2605.3022 | 38.0316 | 467.7603 | 467.7603
2 |  |  | 2044.95 | 2038.8368 | 3047.2929 | 1260.4128 | 2638.1537 | 38.0316 | 409.1392 | 467.7603
2.1 |  |  | 2062.4648 | 2038.8368 | 3226.6686 | 1260.3121 | 2718.9405 | 38.0316 | 507.7281 | 467.7603
2.3 |  |  | 2128.487 | 2038.8368 | 3842.6659 | 1260.2443 | 2936.963 | 38.0316 | 905.7029 | 467.7603
2 |  |  | 2495.917 | 2038.8368 | 5498.3301 | 1260.1494 | 3671.0675 | 38.0316 | 1827.2627 | 467.7603
2 |  |  | 3284.3675 | 2038.8368 | 6632.5469 | 1260.1393 | 3924.3186 | 38.0316 | 2708.2283 | 467.7603
2.1 |  |  | 3751.7333 | 2038.8368 | 6124.9456 | 1260.0707 | 3930.9381 | 38.0316 | 2194.0075 | 467.7603
2.3 |  |  | 3925.4731 | 2038.8368 | 5510.6062 | 1260.0647 | 3561.2143 | 37.8538 | 1949.3919 | 467.7603
2.2 |  |  | 3864.5904 | 2038.8368 | 5436.9453 | 1260.0571 | 3494.8709 | 37.8538 | 1942.0744 | 467.7603
2.7 |  |  | 3808.0773 | 2038.8368 | 5100.4311 | 1259.9789 | 3359.4772 | 37.8538 | 1740.9539 | 467.7603
2.4 |  |  | 3753.0352 | 2038.8368 | 4935.5744 | 1259.9789 | 3280.5237 | 37.8538 | 1655.0507 | 467.7603
2.5 |  |  | 3715.9691 | 2038.8368 | 4837.6942 | 1259.9789 | 3227.4742 | 37.8538 | 1610.22 | 467.7603
2.8 |  |  | 3739.4704 | 2038.8368 | 4867.2947 | 1259.9789 | 3156.9404 | 37.8538 | 1710.3543 | 467.7603
2.5 |  |  | 3912.1247 | 2038.8368 | 5028.1695 | 1259.9789 | 3277.2133 | 37.8538 | 1750.9562 | 467.7603
2.7 |  |  | 4110.1425 | 2038.8368 | 5468.4423 | 1259.9789 | 3374.4525 | 37.8538 | 2093.9898 | 467.7603
2.6 |  |  | 4037.8251 | 2038.8368 | 5906.9283 | 1259.9789 | 3433.9524 | 37.8538 | 2472.9759 | 467.7603
2.8 |  |  | 3982.9914 | 2038.8368 | 5753.6471 | 1259.9789 | 3291.3881 | 37.8538 | 2462.259 | 467.7603
2.4 |  |  | 3964.9888 | 2038.8368 | 5627.0508 | 1259.9789 | 3249.5318 | 37.8538 | 2377.519 | 467.7603
2.7 |  |  | 3951.5088 | 2038.8368 | 5594.9761 | 1259.9789 | 3242.197 | 37.8538 | 2352.7791 | 467.7603
2.7 |  |  | 3775.9026 | 2038.8368 | 5087.5842 | 1259.9789 | 3151.9478 | 37.8538 | 1935.6363 | 467.7603
2.8 |  |  | 3441.3531 | 2038.8368 | 4625.0342 | 1259.9789 | 2838.8073 | 37.8477 | 1786.227 | 467.7603
2.8 |  |  | 2907.2571 | 2038.8368 | 4234.8645 | 1259.9789 | 2779.9269 | 37.6577 | 1454.9376 | 467.7603
2.9 |  |  | 2320.0733 | 2038.8368 | 3266.9908 | 1259.9789 | 2386.4746 | 37.6222 | 880.5162 | 467.7603
3.1 |  |  | 2114.2588 | 2038.8368 | 2878.4871 | 1259.9789 | 2295.4298 | 37.5949 | 583.0573 | 467.7603
2.6 |  |  | 2058.3851 | 2038.8368 | 2829.4075 | 1259.9789 | 2361.6472 | 37.5949 | 467.7603 | 467.7603
2.2 |  |  | 2044.95 | 2038.8368 | 2842.1993 | 1259.9789 | 2433.0602 | 37.5949 | 409.1392 | 467.7603
2.4 |  |  | 2062.4648 | 2038.8368 | 3026.9973 | 1259.9789 | 2519.2692 | 37.5949 | 507.7281 | 467.7603
2.5 |  |  | 2128.487 | 2038.8368 | 3643.3872 | 1259.9789 | 2737.6843 | 37.5949 | 905.7029 | 467.7603
2.1 |  |  | 2495.917 | 2038.8368 | 5342.9564 | 1259.9789 | 3515.6937 | 37.5949 | 1827.2627 | 467.7603
1.9 |  |  | 3284.3675 | 2038.8368 | 6473.824 | 1259.9789 | 3765.5957 | 37.5949 | 2708.2283 | 467.7603
1.5 |  |  | 3751.7333 | 2038.8368 | 6020.3195 | 1259.9789 | 3826.312 | 37.5949 | 2194.0075 | 467.7603
1.8 |  |  | 3925.4731 | 2038.8368 | 5455.5868 | 1259.9789 | 3506.1948 | 37.5949 | 1949.3919 | 467.7603
2.2 |  |  | 3864.5904 | 2038.8368 | 5348.4214 | 1259.9789 | 3406.347 | 37.4336 | 1942.0744 | 467.7603
2 |  |  | 3808.0773 | 2038.8368 | 5122.6661 | 1259.9789 | 3381.7123 | 37.36 | 1740.9539 | 467.7603
1.8 |  |  | 3753.0352 | 2038.8368 | 4961.1573 | 1259.9789 | 3306.1065 | 37.2947 | 1655.0507 | 467.7603
1.7 |  |  | 3715.9691 | 2038.8368 | 4900.7485 | 1259.9789 | 3290.5285 | 37.2857 | 1610.22 | 467.7603
1 |  |  | 3739.4704 | 2038.8368 | 5110.3428 | 1259.9789 | 3399.9884 | 37.2857 | 1710.3543 | 426.6466
1 |  |  | 3912.1247 | 2038.8368 | 5239.2688 | 1259.9789 | 3488.3126 | 37.2857 | 1750.9562 | 426.6466
1.2 |  |  | 4110.1425 | 2038.8368 | 5663.7568 | 1259.9789 | 3569.767 | 37.2857 | 2093.9898 | 426.6466
0.7 |  |  | 4037.8251 | 2038.8368 | 6148.5077 | 1259.9789 | 3675.5318 | 37.2857 | 2472.9759 | 426.6466
-0.1 |  |  | 3982.9914 | 2038.8368 | 6071.5644 | 1259.9789 | 3609.3054 | 37.2857 | 2462.259 | 426.6466
-0.8 |  |  | 3964.9888 | 2038.8368 | 5984.2016 | 1259.9789 | 3606.6826 | 37.2857 | 2377.519 | 426.6466
-2.4 |  |  | 3951.5088 | 2038.8368 | 6081.4815 | 1259.9789 | 3728.7024 | 37.2857 | 2352.7791 | 426.6466
-2.2 |  |  | 3775.9026 | 2038.8368 | 5521.0962 | 1259.9789 | 3585.4599 | 37.2857 | 1935.6363 | 426.6466
-1.9 |  |  | 3441.3531 | 2038.8368 | 5073.9123 | 1259.9789 | 3287.6853 | 37.2857 | 1786.227 | 426.6466
-2.8 |  |  | 2907.2571 | 2038.8368 | 4825.2923 | 1259.9789 | 3370.3547 | 37.2857 | 1454.9376 | 426.6466
-2.9 |  |  | 2320.0733 | 2038.8368 | 3816.9752 | 1259.9789 | 2936.459 | 37.2857 | 880.5162 | 426.6466
-3.9 |  |  | 2114.2588 | 2038.8368 | 3583.33 | 1259.9789 | 3000.2727 | 37.2857 | 583.0573 | 426.6466
-3.7 |  |  | 2058.3851 | 2038.8368 | 3464.4956 | 1259.9789 | 2996.7352 | 37.2857 | 467.7603 | 426.6466
-4.2 |  |  | 2044.95 | 2038.8368 | 3522.5326 | 1259.9789 | 3113.3934 | 37.2857 | 409.1392 | 426.6466
-4.6 |  |  | 2062.4648 | 2038.8368 | 3821.7951 | 1259.9789 | 3314.067 | 37.2857 | 507.7281 | 426.6466
-5 |  |  | 2128.487 | 2038.8368 | 4719.4278 | 1259.9789 | 3813.7249 | 37.2857 | 905.7029 | 426.6466
-5 |  |  | 2495.917 | 2038.8368 | 6462.0109 | 1259.8589 | 4634.7482 | 37.2857 | 1827.2627 | 426.6466
-5.4 |  |  | 3284.3675 | 2038.8368 | 7686.1774 | 1259.8009 | 4977.9491 | 37.2857 | 2708.2283 | 426.6466
-6.2 |  |  | 3751.7333 | 2038.8368 | 7316.4359 | 1235.0807 | 5122.4285 | 37.2857 | 2194.0075 | 426.6466
-4.6 |  |  | 3925.4731 | 2038.8368 | 6677.2 | 1235.0807 | 4727.8081 | 37.2857 | 1949.3919 | 426.6466
-5.3 |  |  | 3864.5904 | 2038.8368 | 6725.6874 | 1235.0807 | 4783.613 | 37.2857 | 1942.0744 | 426.6466
-6.8 |  |  | 3808.0773 | 2038.8368 | 6674.8234 | 1235.0807 | 4933.8695 | 37.2857 | 1740.9539 | 424.8986
-6.3 |  |  | 3753.0352 | 2038.8368 | 6427.6174 | 1235.0807 | 4772.5666 | 37.2857 | 1655.0507 | 424.8986
-5.3 |  |  | 3715.9691 | 2038.8368 | 6227.0978 | 1235.0807 | 4616.8778 | 37.2857 | 1610.22 | 424.8986
-6.1 |  |  | 3739.4704 | 2038.8368 | 6476.3954 | 1235.0807 | 4766.041 | 37.2857 | 1710.3543 | 424.8986
-6.8 |  |  | 3912.1247 | 2038.8368 | 6727.3125 | 1235.0807 | 4976.3563 | 37.2857 | 1750.9562 | 424.8986
-7.2 |  |  | 4110.1425 | 2038.8368 | 7237.6425 | 1235.0807 | 5143.6527 | 37.2857 | 2093.9898 | 424.8986
-6.6 |  |  | 4037.8251 | 2038.8368 | 7553.0662 | 1235.0807 | 5080.0903 | 37.2857 | 2472.9759 | 424.8986
-7.2 |  |  | 3982.9914 | 2038.8368 | 7398.1741 | 1235.0092 | 4935.9151 | 37.2857 | 2462.259 | 424.8986
-7.7 |  |  | 3964.9888 | 2038.8368 | 7235.2953 | 1235.0092 | 4857.7763 | 37.2857 | 2377.519 | 424.8986
-7.7 |  |  | 3951.5088 | 2038.8368 | 7087.3317 | 1235.0092 | 4734.5526 | 37.2857 | 2352.7791 | 424.8986
-7.9 |  |  | 3775.9026 | 2038.8368 | 6524.6158 | 1235.0092 | 4588.9795 | 37.2857 | 1935.6363 | 424.8986
-7.5 |  |  | 3441.3531 | 2038.8368 | 6039.0406 | 1235.0092 | 4252.8136 | 37.2857 | 1786.227 | 424.8986
-9.1 |  |  | 2907.2571 | 2038.8368 | 5943.7524 | 1235.0092 | 4488.8148 | 37.2857 | 1454.9376 | 424.8986
-9.3 |  |  | 2320.0733 | 2038.8368 | 4896.299 | 1235.0092 | 4015.7828 | 37.2857 | 880.5162 | 424.8986
-7.2 |  |  | 2114.2588 | 2038.8368 | 4472.4429 | 1235.0092 | 3889.3857 | 37.2857 | 583.0573 | 424.8986
-7.7 |  |  | 2058.3851 | 2038.8368 | 4439.5801 | 1235.0092 | 3971.8198 | 37.2857 | 467.7603 | 424.8986
-9.3 |  |  | 2044.95 | 2038.8368 | 4572.5734 | 1235.0092 | 4163.4342 | 37.2857 | 409.1392 | 424.8986
-9.2 |  |  | 2062.4648 | 2038.8368 | 4850.0323 | 1235.0092 | 4342.3042 | 37.2857 | 507.7281 | 424.8986
-8.6 |  |  | 2128.487 | 2038.8368 | 5805.6293 | 1235.0092 | 4899.9264 | 37.2857 | 905.7029 | 424.8986
-9.2 |  |  | 2495.917 | 2038.8368 | 7547.947 | 1235.0092 | 5720.6844 | 37.2857 | 1827.2627 | 424.8986
-8.2 |  |  | 3284.3675 | 2038.8368 | 8741.2481 | 1215.2236 | 6033.0197 | 37.2857 | 2708.2283 | 424.8986
-8.7 |  |  | 3751.7333 | 2038.8368 | 8360.2588 | 1213.868 | 6166.2513 | 37.2857 | 2194.0075 | 424.8986
-9.4 |  |  | 3925.4731 | 2038.8368 | 7873.7652 | 1212.185 | 5924.3733 | 37.2857 | 1949.3919 | 424.8986
-7.7 |  |  | 3864.5904 | 2038.8368 | 7551.109 | 1206.8723 | 5609.0347 | 37.2857 | 1942.0744 | 424.8986
-7.5 |  |  | 3808.0773 | 2038.8368 | 7200.3143 | 1206.3821 | 5459.3604 | 37.2857 | 1740.9539 | 424.8986
-7.3 |  |  | 3753.0352 | 2038.8368 | 6925.8526 | 1205.7163 | 5270.8019 | 37.2857 | 1655.0507 | 424.8986
-7.2 |  |  | 3715.9691 | 2038.8368 | 6813.3143 | 1205.2622 | 5203.0943 | 37.2857 | 1610.22 | 424.8986
-8.3 |  |  | 3739.4704 | 2038.8368 | 7046.1868 | 1203.8455 | 5335.8325 | 37.2857 | 1710.3543 | 424.8986
-9.1 |  |  | 3912.1247 | 2038.8368 | 7290.6924 | 1203.4004 | 5539.7363 | 37.2857 | 1750.9562 | 424.8986
-8.8 |  |  | 4110.1425 | 2038.2145 | 7714.1362 | 1203.2383 | 5620.1464 | 37.2857 | 2093.9898 | 424.8986
-9.4 |  |  | 4037.8251 | 2038.2145 | 8184.9112 | 1203.1615 | 5711.9353 | 37.2761 | 2472.9759 | 424.8986
-10.2 |  |  | 3982.9914 | 2038.2145 | 8031.49 | 1202.231 | 5569.2309 | 37.2233 | 2462.259 | 424.8986
-10.6 |  |  | 3964.9888 | 2038.2145 | 7810.7465 | 1201.3073 | 5433.2275 | 37.1808 | 2377.519 | 424.8986
-8.7 |  |  | 3951.5088 | 2038.2145 | 7439.7985 | 1198.1029 | 5087.0194 | 36.9097 | 2352.7791 | 424.8986
-10.2 |  |  | 3775.9026 | 2038.2145 | 6965.5534 | 1196.8736 | 5029.917 | 36.9097 | 1935.6363 | 424.8986
-10.6 |  |  | 3441.3531 | 2038.2145 | 6518.4179 | 1195.352 | 4732.1909 | 36.9097 | 1786.227 | 424.8986
-10.5 |  |  | 2907.2571 | 2038.2145 | 6305.3378 | 1187.693 | 4850.4002 | 36.9097 | 1454.9376 | 424.8986
-11 |  |  | 2320.0733 | 2038.2145 | 5260.8489 | 1181.9019 | 4380.3327 | 36.9097 | 880.5162 | 424.8986
-11.2 |  |  | 2114.2588 | 2038.2145 | 5026.942 | 1171.6901 | 4443.8847 | 36.9097 | 583.0573 | 424.8986
-10.8 |  |  | 2058.3851 | 2038.2145 | 4923.2049 | 1171.568 | 4455.4446 | 36.9097 | 467.7603 | 424.8986
-11.8 |  |  | 2044.95 | 2038.2145 | 5012.9452 | 1171.4659 | 4603.8061 | 36.9097 | 409.1392 | 424.8986
-11.7 |  |  | 2062.4648 | 2038.2145 | 5293.8666 | 1171.3864 | 4786.1385 | 36.2509 | 507.7281 | 424.8986
-12.4 |  |  | 2128.487 | 2038.2145 | 6456.4733 | 1171.2977 | 5550.7705 | 36.2478 | 905.7029 | 424.8986
-11.9 |  |  | 2495.917 | 2038.2145 | 8086.635 | 1171.293 | 6259.3724 | 36.2478 | 1827.2627 | 424.8986
-12.2 |  |  | 3284.3675 | 2038.2145 | 9460.7725 | 1171.2917 | 6752.5441 | 36.2478 | 2708.2283 | 424.8986
-12.5 |  |  | 3751.7333 | 2038.2145 | 9074.8281 | 1171.2848 | 6880.8206 | 36.2478 | 2194.0075 | 424.8986
-12.2 |  |  | 3925.4731 | 2038.2145 | 8471.6855 | 1171.2533 | 6522.2936 | 36.2478 | 1949.3919 | 424.8986
-12 |  |  | 3864.5904 | 2038.2145 | 8331.6392 | 1171.0812 | 6389.5648 | 36.2478 | 1942.0744 | 424.8986
-12.5 |  |  | 3808.0773 | 2038.2145 | 8075.0917 | 1171.0631 | 6334.1378 | 36.2478 | 1740.9539 | 424.8986
-12.3 |  |  | 3753.0352 | 2038.2145 | 7804.9939 | 1171.0378 | 6149.9431 | 36.2478 | 1655.0507 | 424.8986
-11.6 |  |  | 3715.9691 | 2038.2145 | 7614.2526 | 1171.0378 | 6004.0325 | 36.2478 | 1610.22 | 424.8986
-11.3 |  |  | 3739.4704 | 2038.2145 | 7655.2155 | 1171.0378 | 5944.8612 | 36.0039 | 1710.3543 | 424.8986
-11 |  |  | 3912.1247 | 2038.2145 | 7728.5689 | 1171.0378 | 5977.6127 | 36.0039 | 1750.9562 | 424.8986
-11.2 |  |  | 4110.1425 | 2038.2145 | 8241.2276 | 1171.0378 | 6147.2378 | 36.0039 | 2093.9898 | 424.8986
-10.1 |  |  | 4037.8251 | 2037.5954 | 8478.7087 | 1170.9742 | 6005.7328 | 36.0039 | 2472.9759 | 424.8986
-11.9 |  |  | 3982.9914 | 2037.5954 | 8458.4064 | 1170.9742 | 5996.1474 | 36.0039 | 2462.259 | 424.8986
-12 |  |  | 3964.9888 | 2037.5954 | 8175.1719 | 1170.9742 | 5797.6529 | 36.0039 | 2377.519 | 424.8986
-12 |  |  | 3951.5088 | 2037.5954 | 7961.2679 | 1170.9742 | 5608.4888 | 36.0039 | 2352.7791 | 424.8986
-11.1 |  |  | 3775.9026 | 2037.5954 | 7273.6761 | 1170.9742 | 5338.0398 | 36.0039 | 1935.6363 | 424.8986
-10.7 |  |  | 3441.3531 | 2037.5954 | 6734.808 | 1170.9742 | 4948.581 | 36.0039 | 1786.227 | 424.8986
-12.5 |  |  | 2907.2571 | 2037.5954 | 6708.3065 | 1170.9742 | 5253.3689 | 36.0039 | 1454.9376 | 424.8986
-11.7 |  |  | 2556.0343 | 2037.5954 | 6014.7776 | 1170.9742 | 4956.0803 | 35.7672 | 1058.6973 | 424.8986
-12.6 |  |  | 2262.6761 | 2037.5954 | 5521.5545 | 1170.7874 | 4801.0961 | 35.7672 | 720.4584 | 424.8986
-12.8 |  |  | 2152.6584 | 2037.5954 | 5440.6154 | 1170.7729 | 4913.2364 | 35.7672 | 527.379 | 424.8986
-12 |  |  | 2091.6777 | 2026.108 | 5314.6675 | 1167.1742 | 4889.7689 | 35.7672 | 424.8986 | 424.8986
-11.8 |  |  | 2067.7158 | 2026.108 | 5332.5234 | 1163.0303 | 4913.8223 | 35.7672 | 418.7012 | 424.8986
-12.4 |  |  | 2070.9943 | 2026.108 | 6035.4073 | 1163.0036 | 5523.0747 | 35.7672 | 512.3326 | 424.8986
-10.6 |  |  | 2106.1356 | 2026.108 | 5999.1139 | 1162.8482 | 5399.9467 | 35.7672 | 599.1672 | 424.8986
-10.8 |  |  | 2327.4422 | 2026.108 | 6578.0795 | 1162.8141 | 5539.0058 | 35.7672 | 1039.0737 | 424.8986
-11 |  |  | 2816.0682 | 2026.108 | 7481.9103 | 1162.8005 | 5739.4366 | 35.7672 | 1742.4737 | 424.8986
-11.6 |  |  | 3262.8721 | 2025.9469 | 8739.8543 | 1162.8005 | 6178.9973 | 35.7672 | 2560.857 | 424.8986
-10.9 |  |  | 3393.9904 | 2025.8265 | 8653.6805 | 1162.8005 | 5875.8691 | 35.7672 | 2777.8114 | 424.8986
-11.5 |  |  | 3426.6145 | 2025.8265 | 8647.2093 | 1162.8005 | 5889.0855 | 35.7672 | 2758.1239 | 424.8986
-10.6 |  |  | 3410.4674 | 2025.8265 | 8261.761 | 1162.8005 | 5825.2452 | 35.7672 | 2436.5158 | 424.8986
-8.3 |  |  | 3358.9152 | 2025.8265 | 7423.3816 | 1162.8005 | 5227.9258 | 35.3212 | 2195.4559 | 424.8986
-9.4 |  |  | 3442.1381 | 2025.8265 | 7234.2132 | 1162.8005 | 5220.4377 | 35.3212 | 2013.7755 | 424.8986
-7.9 |  |  | 3611.5456 | 2025.8265 | 7116.897 | 1162.5842 | 5203.2248 | 35.3212 | 1913.6721 | 424.8986
-9 |  |  | 3672.6769 | 2024.7974 | 7352.6016 | 1162.5298 | 5375.6543 | 35.3212 | 1976.9473 | 424.8986
-7.4 |  |  | 3723.76 | 2022.753 | 7400.3438 | 1162.5298 | 5118.075 | 35.3212 | 2282.2688 | 424.8986
-7.3 |  |  | 3757.8643 | 2020.7613 | 7398.2429 | 1162.5298 | 5201.0222 | 35.3212 | 2197.2207 | 424.8986
-6.6 |  |  | 3811.2103 | 1997.9263 | 7151.2122 | 1162.5298 | 5021.8583 | 35.3212 | 2129.3539 | 424.8986
-4.6 |  |  | 3743.4193 | 1997.9263 | 6946.8281 | 1162.5298 | 4756.2227 | 35.3212 | 2190.6053 | 424.8986
-4.1 |  |  | 3527.2232 | 1997.9263 | 6157.7247 | 1162.5298 | 4281.0945 | 35.3212 | 1876.6302 | 424.8986
-3.8 |  |  | 3285.9257 | 1995.9793 | 5572.2863 | 1162.5298 | 3974.2888 | 35.3212 | 1597.9976 | 424.8986
-5.5 |  |  | 2862.6999 | 1995.9793 | 5457.7146 | 1162.5298 | 4239.4654 | 35.3212 | 1218.2492 | 424.8986
-3.4 |  |  | 2552.5572 | 1995.9793 | 5159.8591 | 1162.5298 | 4101.1618 | 35.3212 | 1058.6973 | 424.8986
-1.4 |  |  | 2260.729 | 1995.37 | 4322.4746 | 1162.5298 | 3602.0162 | 35.0611 | 720.4584 | 424.8986
-0.6 |  |  | 2150.4812 | 1995.37 | 4229.4952 | 1162.5298 | 3702.1161 | 35.0611 | 527.379 | 424.8986
-0.5 |  |  | 2090.5283 | 1995.37 | 4116.2745 | 1162.5298 | 3691.3759 | 35.0611 | 424.8986 | 424.8986
-0.3 |  |  | 2065.7241 | 1995.37 | 4073.2456 | 1162.5298 | 3654.5444 | 35.0611 | 418.7012 | 424.8986
-0.2 |  |  | 2067.9385 | 1995.37 | 4347.1378 | 1162.3125 | 3834.8052 | 35.0611 | 512.3326 | 424.8986
-0.2 |  |  | 2099.6769 | 1995.37 | 4721.619 | 1162.2629 | 4122.4518 | 35.0611 | 599.1672 | 424.8986
0.2 |  |  | 2316.1177 | 1995.37 | 5191.7232 | 1162.2629 | 4152.6495 | 35.0611 | 1039.0737 | 424.8986
0.6 |  |  | 2787.4749 | 1995.37 | 5981.9295 | 1162.2629 | 4239.4558 | 35.0611 | 1742.4737 | 424.8986
0.8 |  |  | 3208.4069 | 1995.37 | 6783.9304 | 1162.2629 | 4223.0734 | 35.0611 | 2560.857 | 424.8986
1.1 |  |  | 3321.3675 | 1995.37 | 6956.7031 | 1161.8895 | 4178.8917 | 35.0611 | 2777.8114 | 424.8986
1.4 |  |  | 3351.8283 | 1995.37 | 6737.0944 | 1161.4683 | 3978.9706 | 35.0611 | 2758.1239 | 424.8986
1.1 |  |  | 3334.8945 | 1995.37 | 6363.94 | 1161.4543 | 3927.4241 | 35.0442 | 2436.5158 | 424.8986
1.1 |  |  | 3283.935 | 1995.37 | 5826.699 | 1161.4154 | 3631.2431 | 35.0442 | 2195.4559 | 424.8986
1.1 |  |  | 3373.9171 | 1995.37 | 5603.2619 | 1161.4064 | 3589.4865 | 35.0442 | 2013.7755 | 424.8986
0.9 |  |  | 3551.6632 | 1995.37 | 5570.6683 | 1161.3203 | 3656.9961 | 35.0442 | 1913.6721 | 424.8986
1.7 |  |  | 3619.408 | 1972.3175 | 5555.2728 | 1161.2734 | 3578.3255 | 35.0442 | 1976.9473 | 424.8986
1.5 |  |  | 3675.2613 | 1972.3175 | 5899.8346 | 1161.2639 | 3617.5658 | 35.0442 | 2282.2688 | 424.8986
1.1 |  |  | 3720.9417 | 1972.3175 | 5866.0699 | 1161.2394 | 3668.8491 | 35.0442 | 2197.2207 | 424.8986
0.7 |  |  | 3786.8017 | 1972.3175 | 5762.853 | 1161.239 | 3633.4992 | 35.0442 | 2129.3539 | 421.354
0.8 |  |  | 3728.2462 | 1972.3175 | 5687.3528 | 1161.2066 | 3496.7475 | 35.0442 | 2190.6053 | 421.354
0.7 |  |  | 3517.9331 | 1972.3175 | 5195.8824 | 1161.1793 | 3319.2522 | 35.0442 | 1876.6302 | 421.354
0.3 |  |  | 3279.4647 | 1972.3175 | 4543.1777 | 1161.1784 | 2945.1801 | 35.0442 | 1597.9976 | 421.354
0.2 |  |  | 2858.0765 | 1972.3175 | 4218.0924 | 1161.1784 | 2999.8432 | 34.6829 | 1218.2492 | 421.354
0.1 |  |  | 2320.0733 | 1972.3175 | 3633.2446 | 1161.1784 | 2752.7284 | 34.6829 | 880.5162 | 421.354
-0.7 |  |  | 2114.2588 | 1972.3175 | 3341.632 | 1161.1503 | 2758.5748 | 34.3818 | 583.0573 | 421.354
-0.4 |  |  | 2058.3851 | 1970.1404 | 3225.5252 | 1161.1462 | 2757.7648 | 34.3818 | 467.7603 | 421.354
-1.5 |  |  | 2044.95 | 1970.1404 | 3293.0083 | 1161.1398 | 2883.8691 | 34.3818 | 409.1392 | 421.354
-2.3 |  |  | 2062.4648 | 1970.1404 | 3580.0412 | 1161.1398 | 3072.3131 | 34.3818 | 507.7281 | 421.354
-2.7 |  |  | 2128.487 | 1970.1404 | 4390.403 | 1161.1336 | 3484.7001 | 34.3818 | 905.7029 | 421.354
-1.8 |  |  | 2495.917 | 1970.1404 | 5994.743 | 1161.0951 | 4167.4803 | 34.3818 | 1827.2627 | 421.354
-1.8 |  |  | 3284.3675 | 1970.1404 | 7144.7214 | 1161.0884 | 4436.4931 | 34.3818 | 2708.2283 | 421.354
-1.9 |  |  | 3751.7333 | 1970.1404 | 6679.9026 | 1161.0863 | 4485.8952 | 34.3818 | 2194.0075 | 421.354
-3.2 |  |  | 3925.4731 | 1970.1404 | 6325.0207 | 1161.0347 | 4375.6288 | 33.9895 | 1949.3919 | 421.354
-1.9 |  |  | 3864.5904 | 1970.1404 | 6117.9904 | 1160.9441 | 4175.9161 | 33.9895 | 1942.0744 | 421.354
-2.8 |  |  | 3808.0773 | 1970.1404 | 5981.3648 | 1160.8257 | 4240.4109 | 33.9895 | 1740.9539 | 421.354
-2.4 |  |  | 3753.0352 | 1960.2847 | 5739.0453 | 1160.8024 | 4083.9946 | 33.9895 | 1655.0507 | 421.354
-2.8 |  |  | 3715.9691 | 1960.2847 | 5722.0718 | 1160.8024 | 4111.8517 | 33.9895 | 1610.22 | 421.354
-2.8 |  |  | 3739.4704 | 1960.2847 | 5847.3264 | 1160.8024 | 4136.972 | 33.9895 | 1710.3543 | 421.354
-3.5 |  |  | 3912.1247 | 1960.2847 | 6090.0428 | 1160.8024 | 4339.0867 | 33.9895 | 1750.9562 | 421.354
-3.4 |  |  | 4110.1425 | 1960.2847 | 6526.2525 | 1160.8024 | 4432.2627 | 33.9895 | 2093.9898 | 418.7012
-3 |  |  | 4037.8251 | 1960.2847 | 6878.1567 | 1160.8024 | 4405.1808 | 33.9895 | 2472.9759 | 418.7012
-3 |  |  | 3982.9914 | 1960.2847 | 6687.131 | 1160.8024 | 4224.872 | 33.9895 | 2462.259 | 418.7012
-2.8 |  |  | 3964.9888 | 1960.2847 | 6471.5139 | 1160.8024 | 4093.9949 | 33.9895 | 2377.519 | 418.7012
-2.8 |  |  | 3951.5088 | 1960.2847 | 6398.1229 | 1160.8024 | 4045.3438 | 33.9895 | 2352.7791 | 418.7012
-2.4 |  |  | 3775.9026 | 1960.2847 | 5827.0493 | 1160.8024 | 3891.413 | 33.65 | 1935.6363 | 418.7012
-2.7 |  |  | 3441.3531 | 1960.2847 | 5395.4392 | 1160.8024 | 3609.2122 | 33.65 | 1786.227 | 418.7012
-3.1 |  |  | 2907.2571 | 1960.2847 | 5127.5436 | 1160.8024 | 3672.606 | 33.5257 | 1454.9376 | 418.7012
-3.2 |  |  | 2320.0733 | 1960.2847 | 4131.0253 | 1160.8024 | 3250.5091 | 33.5257 | 880.5162 | 418.7012
-3.2 |  |  | 2114.2588 | 1960.2847 | 3818.2105 | 1160.8024 | 3235.1533 | 33.5257 | 583.0573 | 418.7012
-3.6 |  |  | 2058.3851 | 1960.2847 | 3772.3936 | 1160.8024 | 3304.6333 | 33.5257 | 467.7603 | 418.7012
-3.7 |  |  | 2044.95 | 1959.8992 | 3789.4612 | 1160.8024 | 3380.3221 | 33.5257 | 409.1392 | 418.7012
-4 |  |  | 2062.4648 | 1959.8992 | 4049.8523 | 1160.8024 | 3542.1242 | 33.5257 | 507.7281 | 418.7012
-4 |  |  | 2128.487 | 1959.8992 | 4887.3402 | 1160.8024 | 3981.6373 | 33.5257 | 905.7029 | 418.7012
-3.6 |  |  | 2495.917 | 1959.8992 | 6512.7581 | 1160.8024 | 4685.4955 | 33.5257 | 1827.2627 | 418.7012
-4.2 |  |  | 3284.3675 | 1959.8992 | 7796.661 | 1160.8024 | 5088.4326 | 33.5257 | 2708.2283 | 418.7012
-4.6 |  |  | 3751.7333 | 1959.8992 | 7382.9521 | 1160.8024 | 5188.9446 | 33.5257 | 2194.0075 | 418.7012
-5 |  |  | 3925.4731 | 1959.8992 | 6878.936 | 1160.8024 | 4929.5441 | 33.5257 | 1949.3919 | 418.7012
-5.6 |  |  | 3864.5904 | 1959.8992 | 6881.8732 | 1160.8024 | 4939.7988 | 33.5257 | 1942.0744 | 418.7012
-6.2 |  |  | 3808.0773 | 1959.8992 | 6683.0364 | 1160.8024 | 4942.0826 | 33.5257 | 1740.9539 | 418.7012
-6.7 |  |  | 3753.0352 | 1959.8992 | 6546.0967 | 1160.8024 | 4891.046 | 33.5257 | 1655.0507 | 418.7012
-6.1 |  |  | 3715.9691 | 1959.8992 | 6385.8663 | 1160.8024 | 4775.6463 | 33.5257 | 1610.22 | 418.7012
-5.9 |  |  | 3739.4704 | 1959.8992 | 6476.3647 | 1160.8024 | 4766.0103 | 33.432 | 1710.3543 | 418.7012
-5.8 |  |  | 3912.1247 | 1959.8992 | 6590.4799 | 1160.8024 | 4839.5237 | 33.432 | 1750.9562 | 418.7012
-5.9 |  |  | 4110.1425 | 1959.8992 | 7060.2471 | 1160.8024 | 4966.2572 | 33.432 | 2093.9898 | 418.7012
-6.6 |  |  | 4037.8251 | 1959.8992 | 7549.1064 | 1160.8024 | 5076.1304 | 33.432 | 2472.9759 | 418.7012
-7.3 |  |  | 3982.9914 | 1959.8992 | 7394.3646 | 1160.8024 | 4932.1056 | 33.432 | 2462.259 | 418.7012
-5.8 |  |  | 3964.9888 | 1959.8992 | 7008.3648 | 1160.8024 | 4630.8458 | 33.432 | 2377.519 | 418.7012
-3.7 |  |  | 3951.5088 | 1959.8992 | 6695.8806 | 1160.8024 | 4343.1015 | 33.1096 | 2352.7791 | 418.7012
-2.9 |  |  | 3775.9026 | 1959.8992 | 6086.6877 | 1160.8024 | 4151.0514 | 33.1096 | 1935.6363 | 418.7012
-2.9 |  |  | 3441.3531 | 1959.8992 | 5603.7018 | 1160.8024 | 3817.4748 | 33.1096 | 1786.227 | 418.7012
-3.6 |  |  | 2907.2571 | 1959.8992 | 5372.6088 | 1160.8024 | 3917.6712 | 33.1096 | 1454.9376 | 418.7012
-4.3 |  |  | 2320.0733 | 1959.8992 | 4420.3086 | 1160.8024 | 3539.7924 | 33.1096 | 880.5162 | 418.7012
-4.2 |  |  | 2114.2588 | 1959.8992 | 4107.3188 | 1160.8024 | 3524.2616 | 33.1096 | 583.0573 | 418.7012
-4.5 |  |  | 2058.3851 | 1959.8992 | 4063.9042 | 1160.8024 | 3596.1438 | 33.1096 | 467.7603 | 418.7012
-3.6 |  |  | 2044.95 | 1959.8992 | 4011.1306 | 1160.8024 | 3601.9914 | 33.1096 | 409.1392 | 418.7012
-3.6 |  |  | 2062.4648 | 1959.8992 | 4236.8949 | 1160.8024 | 3729.1668 | 33.1096 | 507.7281 | 418.7012
-2.9 |  |  | 2128.487 | 1959.8992 | 5004.7105 | 1160.6422 | 4099.0076 | 33.1096 | 905.7029 | 418.7012
-2.3 |  |  | 2495.917 | 1959.8992 | 6548.2249 | 1160.3511 | 4720.9622 | 33.1096 | 1827.2627 | 418.7012
-1.2 |  |  | 3284.3675 | 1959.8992 | 7690.053 | 1154.0909 | 4981.8246 | 33.1096 | 2708.2283 | 418.7012
0.3 |  |  | 3751.7333 | 1959.8992 | 7078.0623 | 1153.885 | 4884.0549 | 32.4458 | 2194.0075 | 418.7012
0.6 |  |  | 3925.4731 | 1959.8992 | 6317.2349 | 1153.7252 | 4367.843 | 32.4458 | 1949.3919 | 418.7012
1 |  |  | 3864.5904 | 1959.8992 | 6094.1601 | 1153.6679 | 4152.0857 | 32.4458 | 1942.0744 | 418.7012
1.8 |  |  | 3808.0773 | 1959.8992 | 5644.7377 | 1153.6275 | 3903.7839 | 32.4458 | 1740.9539 | 418.7012
1.9 |  |  | 3753.0352 | 1959.8992 | 5361.0178 | 1153.5616 | 3705.9671 | 32.4458 | 1655.0507 | 418.7012
2.8 |  |  | 3715.9691 | 1959.8992 | 5114.8444 | 1153.3178 | 3504.6244 | 32.4458 | 1610.22 | 418.7012
3.5 |  |  | 3739.4704 | 1959.8992 | 4986.825 | 1153.2228 | 3276.4707 | 32.4458 | 1710.3543 | 418.7012
3.8 |  |  | 3912.1247 | 1959.8992 | 5019.2244 | 1153.2228 | 3268.2682 | 32.4458 | 1750.9562 | 418.7012
4 |  |  | 4110.1425 | 1959.8992 | 5506.4576 | 1153.2228 | 3412.4678 | 32.4458 | 2093.9898 | 418.7012
3.9 |  |  | 4037.8251 | 1959.8992 | 5953.6221 | 1153.2228 | 3480.6462 | 32.4458 | 2472.9759 | 418.7012
3.6 |  |  | 3982.9914 | 1959.8992 | 5902.3482 | 1153.2228 | 3440.0892 | 32.4458 | 2462.259 | 418.7012
3.2 |  |  | 3964.9888 | 1959.8992 | 5730.5404 | 1153.2228 | 3353.0214 | 32.4458 | 2377.519 | 418.7012
2.9 |  |  | 3951.5088 | 1959.8992 | 5755.9977 | 1153.2228 | 3403.2186 | 32.4458 | 2352.7791 | 418.7012
2.9 |  |  | 3775.9026 | 1959.8992 | 5246.3588 | 1153.14 | 3310.7225 | 32.3502 | 1935.6363 | 418.7012
3 |  |  | 3441.3531 | 1959.8992 | 4753.3911 | 1153.1156 | 2967.1642 | 32.3502 | 1786.227 | 418.7012
3 |  |  | 2907.2571 | 1959.8992 | 4358.7675 | 1153.0845 | 2903.8299 | 32.3502 | 1454.9376 | 418.7012
2.9 |  |  | 2320.0733 | 1959.8992 | 3399.0503 | 1153.0114 | 2518.5341 | 32.3502 | 880.5162 | 418.7012
3 |  |  | 2114.2588 | 1959.8992 | 3000.9274 | 1152.9554 | 2417.8702 | 32.3502 | 583.0573 | 418.7012
3.2 |  |  | 2058.3851 | 1959.8992 | 2892.5299 | 1152.7264 | 2424.7695 | 32.3502 | 467.7603 | 418.7012
3.3 |  |  | 2044.95 | 1959.8992 | 2843.9462 | 1152.5902 | 2434.8071 | 32.3502 | 409.1392 | 418.7012
3.3 |  |  | 2062.4648 | 1959.8992 | 3004.4405 | 1152.5902 | 2496.7124 | 32.3502 | 507.7281 | 418.7012
3.1 |  |  | 2128.487 | 1959.8992 | 3602.3089 | 1152.5902 | 2696.6061 | 32.3502 | 905.7029 | 418.7012
3.4 |  |  | 2495.917 | 1951.6078 | 5191.5753 | 1152.5902 | 3364.3127 | 32.1863 | 1827.2627 | 418.7012
3.4 |  |  | 3284.3675 | 1951.6078 | 6285.3772 | 1152.5902 | 3577.1489 | 32.1863 | 2708.2283 | 418.7012
3.5 |  |  | 3751.7333 | 1951.6078 | 5765.7692 | 1152.5248 | 3571.7617 | 32.1426 | 2194.0075 | 418.7012
3.6 |  |  | 3925.4731 | 1949.3697 | 5178.3215 | 1146.5739 | 3228.9296 | 32.1426 | 1949.3919 | 418.7012
3.6 |  |  | 3864.5904 | 1949.3697 | 5105.8563 | 1144.0006 | 3163.782 | 32.1426 | 1942.0744 | 418.7012
3.9 |  |  | 3808.0773 | 1949.3697 | 4807.9245 | 1141.6163 | 3066.9706 | 32.1426 | 1740.9539 | 418.7012
4 |  |  | 3753.0352 | 1949.3697 | 4599.1881 | 1141.4705 | 2944.1373 | 32.1426 | 1655.0507 | 418.7012
3.6 |  |  | 3715.9691 | 1949.3697 | 4575.2311 | 1141.3966 | 2965.011 | 32.1426 | 1610.22 | 418.7012
3.6 |  |  | 3739.4704 | 1949.3697 | 4663.9517 | 1141.3602 | 2953.5973 | 32.1426 | 1710.3543 | 418.7012
3.8 |  |  | 3912.1247 | 1949.3697 | 4754.3394 | 1141.3365 | 3003.3832 | 32.1426 | 1750.9562 | 418.7012
3.7 |  |  | 4110.1425 | 1949.3697 | 5237.4677 | 1141.2127 | 3143.4779 | 32.1426 | 2093.9898 | 418.7012
3.3 |  |  | 4037.8251 | 1949.3697 | 5721.4604 | 1141.1757 | 3248.4845 | 32.1426 | 2472.9759 | 418.7012
3 |  |  | 3982.9914 | 1949.3697 | 5624.6116 | 1141.1578 | 3162.3526 | 32.1426 | 2462.259 | 418.7012
2.8 |  |  | 3964.9888 | 1949.3697 | 5491.9317 | 1141.067 | 3114.4127 | 31.8672 | 2377.519 | 418.7012
2.4 |  |  | 3951.5088 | 1949.3697 | 5530.6738 | 1141.0044 | 3177.8947 | 31.8672 | 2352.7791 | 418.7012
2.3 |  |  | 3775.9026 | 1949.3697 | 5029.756 | 1140.9052 | 3094.1197 | 31.7878 | 1935.6363 | 418.7012
1.8 |  |  | 3441.3531 | 1949.3697 | 4632.9379 | 1140.6507 | 2846.7109 | 31.7878 | 1786.227 | 418.7012
1.4 |  |  | 2907.2571 | 1949.3697 | 4287.4083 | 1140.6276 | 2832.4707 | 31.4979 | 1454.9376 | 418.7012
1.1 |  |  | 2320.0733 | 1949.3697 | 3329.7028 | 1140.6001 | 2449.1866 | 31.4979 | 880.5162 | 418.7012
0.9 |  |  | 2114.2588 | 1949.3697 | 2991.2784 | 1140.6001 | 2408.2212 | 31.4291 | 583.0573 | 418.7012
0.8 |  |  | 2058.3851 | 1949.3697 | 2897.5032 | 1140.6001 | 2429.7429 | 31.4291 | 467.7603 | 418.7012
0.4 |  |  | 2044.95 | 1949.3697 | 2925.7406 | 1140.6001 | 2516.6015 | 31.4291 | 409.1392 | 418.7012
0.4 |  |  | 2062.4648 | 1949.3697 | 3151.7501 | 1140.6001 | 2644.022 | 31.4291 | 507.7281 | 418.7012
0.4 |  |  | 2128.487 | 1949.3697 | 3839.4025 | 1140.6001 | 2933.6996 | 31.4291 | 905.7029 | 418.7012
-0.5 |  |  | 2495.917 | 1949.3697 | 5640.7359 | 1140.6001 | 3813.4732 | 31.4291 | 1827.2627 | 418.7012
-0.2 |  |  | 3284.3675 | 1949.3697 | 6722.7154 | 1140.6001 | 4014.4871 | 31.4291 | 2708.2283 | 418.7012
-0.1 |  |  | 3751.7333 | 1949.3697 | 6231.7723 | 1140.6001 | 4037.7648 | 31.4291 | 2194.0075 | 418.7012
-0.6 |  |  | 3925.4731 | 1949.3697 | 5801.022 | 1140.6001 | 3851.63 | 31.4291 | 1949.3919 | 418.7012
-0.6 |  |  | 3864.5904 | 1949.3697 | 5771.7006 | 1140.6001 | 3829.6263 | 31.4291 | 1942.0744 | 418.7012
-0.7 |  |  | 3808.0773 | 1949.3697 | 5548.5932 | 1140.6001 | 3807.6393 | 31.4291 | 1740.9539 | 418.7012
-0.6 |  |  | 3753.0352 | 1949.3697 | 5360.1543 | 1140.6001 | 3705.1035 | 31.4291 | 1655.0507 | 418.7012
-0.4 |  |  | 3715.9691 | 1949.3697 | 5267.6109 | 1140.6001 | 3657.3909 | 31.4291 | 1610.22 | 418.7012
-0.6 |  |  | 3739.4704 | 1949.3697 | 5418.915 | 1140.6001 | 3708.5607 | 31.0027 | 1710.3543 | 418.7012
-0.9 |  |  | 3912.1247 | 1949.3697 | 5600.6857 | 1140.6001 | 3849.7295 | 31.0027 | 1750.9562 | 418.7012
-1.3 |  |  | 4110.1425 | 1949.3697 | 6114.4661 | 1140.6001 | 4020.4762 | 30.656 | 2093.9898 | 418.7012
-1.3 |  |  | 4037.8251 | 1949.3697 | 6527.4172 | 1140.6001 | 4054.4413 | 30.656 | 2472.9759 | 418.7012
-1.3 |  |  | 3982.9914 | 1949.3697 | 6348.1881 | 1140.6001 | 3885.9291 | 30.656 | 2462.259 | 418.7012
-1.4 |  |  | 3964.9888 | 1949.3697 | 6184.3572 | 1140.6001 | 3806.8382 | 30.656 | 2377.519 | 418.7012
-1.3 |  |  | 3951.5088 | 1949.3697 | 6122.6318 | 1140.6001 | 3769.8527 | 30.656 | 2352.7791 | 418.7012
-1.3 |  |  | 3775.9026 | 1949.3697 | 5593.8979 | 1140.6001 | 3658.2615 | 30.656 | 1935.6363 | 418.7012
-1.5 |  |  | 3441.3531 | 1949.3697 | 5165.4565 | 1140.6001 | 3379.2295 | 30.656 | 1786.227 | 418.7012
-1.6 |  |  | 2907.2571 | 1949.3697 | 4848.9964 | 1140.6001 | 3394.0588 | 30.656 | 1454.9376 | 418.7012
-1.3 |  |  | 2556.0343 | 1949.3697 | 4231.6463 | 1140.6001 | 3172.949 | 30.656 | 1058.6973 | 409.1392
-1.6 |  |  | 2262.6761 | 1949.3697 | 3733.0963 | 1140.6001 | 3012.638 | 30.656 | 720.4584 | 409.1392
-1.7 |  |  | 2152.6584 | 1949.3697 | 3557.604 | 1140.5825 | 3030.225 | 30.656 | 527.379 | 409.1392
-1.7 |  |  | 2091.6777 | 1949.3697 | 3471.8379 | 1140.313 | 3046.9393 | 30.4683 | 424.8986 | 409.1392
-1.8 |  |  | 2067.7158 | 1949.3697 | 3529.922 | 1135.9066 | 3111.2208 | 30.4683 | 418.7012 | 409.1392
-2 |  |  | 2070.9943 | 1949.3697 | 3890.1226 | 1135.8059 | 3377.7899 | 30.37 | 512.3326 | 409.1392
-2.7 |  |  | 2106.1356 | 1949.3697 | 4371.139 | 1135.5086 | 3771.9718 | 30.37 | 599.1672 | 409.1392
-2.7 |  |  | 2327.4422 | 1949.3697 | 4864.6746 | 1135.4902 | 3825.601 | 30.37 | 1039.0737 | 409.1392
-2.9 |  |  | 2816.0682 | 1949.3697 | 5831.7808 | 1135.3906 | 4089.3071 | 30.37 | 1742.4737 | 409.1392
-3.1 |  |  | 3262.8721 | 1949.3697 | 7015.8379 | 1135.2053 | 4454.9809 | 30.37 | 2560.857 | 409.1392
-2.8 |  |  | 3393.9904 | 1949.3697 | 7023.2684 | 1135.1437 | 4245.457 | 30.37 | 2777.8114 | 409.1392
-2.7 |  |  | 3426.6145 | 1949.3697 | 7037.8873 | 1135.0705 | 4279.7634 | 30.37 | 2758.1239 | 409.1392
-2.5 |  |  | 3410.4674 | 1948.5521 | 6673.0487 | 1134.9743 | 4236.5329 | 30.37 | 2436.5158 | 409.1392
-2.1 |  |  | 3358.9152 | 1948.5521 | 6338.9782 | 1134.9511 | 4143.5223 | 30.37 | 2195.4559 | 409.1392
-2.2 |  |  | 3442.1381 | 1948.5521 | 5959.6486 | 1134.9511 | 3945.8731 | 30.37 | 2013.7755 | 409.1392
-2.2 |  |  | 3611.5456 | 1945.6726 | 6054.5494 | 1134.9511 | 4140.8773 | 30.1578 | 1913.6721 | 409.1392
-2.1 |  |  | 3672.6769 | 1945.6726 | 6175.1256 | 1134.9511 | 4198.1783 | 30.1578 | 1976.9473 | 409.1392
-2 |  |  | 3723.76 | 1945.6726 | 6402.9343 | 1134.9511 | 4120.6655 | 30.1578 | 2282.2688 | 409.1392
-1.9 |  |  | 3757.8643 | 1945.6726 | 6272.8575 | 1134.9511 | 4075.6367 | 30.1578 | 2197.2207 | 409.1392
-1.9 |  |  | 3811.2103 | 1945.6726 | 6161.0003 | 1134.9324 | 4031.6465 | 30.1578 | 2129.3539 | 409.1392
-2.2 |  |  | 3743.4193 | 1945.6726 | 6143.1728 | 1134.8458 | 3952.5674 | 30.1578 | 2190.6053 | 409.1392
-2.1 |  |  | 3527.2232 | 1945.6726 | 5592.0293 | 1134.7651 | 3715.3991 | 30.1578 | 1876.6302 | 409.1392
-2.3 |  |  | 3285.9257 | 1945.6726 | 4906.8388 | 1134.7214 | 3308.8412 | 30.1578 | 1597.9976 | 409.1392
-2.6 |  |  | 2862.6999 | 1945.6726 | 4649.3827 | 1134.5105 | 3431.1335 | 30.1578 | 1218.2492 | 409.1392
-2.6 |  |  | 2552.5572 | 1945.6726 | 4478.7922 | 1134.3384 | 3420.0949 | 30.1578 | 1058.6973 | 409.1392
-2.9 |  |  | 2260.729 | 1942.6554 | 3966.7014 | 1134.3384 | 3246.243 | 30.1578 | 720.4584 | 409.1392
-3.3 |  |  | 2150.4812 | 1942.6554 | 3826.9117 | 1134.3384 | 3299.5327 | 30.1578 | 527.379 | 409.1392
-3.8 |  |  | 2090.5283 | 1942.6554 | 3775.6105 | 1134.3384 | 3350.7119 | 30.1578 | 424.8986 | 409.1392
-4 |  |  | 2065.7241 | 1942.6169 | 3840.2855 | 1134.3384 | 3421.5843 | 29.792 | 418.7012 | 409.1392
-4.1 |  |  | 2067.9385 | 1942.6169 | 4245.0698 | 1134.3384 | 3732.7372 | 29.792 | 512.3326 | 409.1392
-4.1 |  |  | 2099.6769 | 1942.6169 | 4611.6399 | 1124.6613 | 4012.4727 | 29.792 | 599.1672 | 409.1392
-4.2 |  |  | 2316.1177 | 1942.6169 | 5111.9041 | 1118.61 | 4072.8304 | 29.792 | 1039.0737 | 409.1392
-4.3 |  |  | 2787.4749 | 1942.6169 | 6054.1085 | 1111.6633 | 4311.6348 | 29.792 | 1742.4737 | 409.1392
-4.3 |  |  | 3208.4069 | 1942.6169 | 7226.7423 | 1111.3774 | 4665.8853 | 29.792 | 2560.857 | 409.1392
-4.3 |  |  | 3321.3675 | 1942.6169 | 7235.3338 | 1111.3075 | 4457.5224 | 29.792 | 2777.8114 | 409.1392
-4.4 |  |  | 3351.8283 | 1942.6169 | 7269.6089 | 1111.2816 | 4511.4851 | 29.792 | 2758.1239 | 409.1392
-4.5 |  |  | 3334.8945 | 1942.6169 | 6951.6638 | 1111.2482 | 4515.148 | 29.792 | 2436.5158 | 409.1392
-4.4 |  |  | 3283.935 | 1942.6169 | 6681.7415 | 1111.1824 | 4486.2856 | 29.792 | 2195.4559 | 409.1392
-4.2 |  |  | 3373.9171 | 1940.7335 | 6221.1537 | 1111.1198 | 4207.3782 | 29.792 | 2013.7755 | 409.1392
-4.5 |  |  | 3551.6632 | 1940.7335 | 6405.5173 | 1111.0939 | 4491.8451 | 29.792 | 1913.6721 | 409.1392
-4.8 |  |  | 3619.408 | 1940.7335 | 6590.6417 | 1111.0857 | 4613.6945 | 29.4747 | 1976.9473 | 409.1392
-4.8 |  |  | 3675.2613 | 1940.7335 | 6797.1523 | 1111.0715 | 4514.8835 | 29.4747 | 2282.2688 | 409.1392
-5 |  |  | 3720.9417 | 1940.7335 | 6706.7432 | 1111.0558 | 4509.5224 | 29.4747 | 2197.2207 | 409.1392
-4.3 |  |  | 3786.8017 | 1940.7335 | 6535.6233 | 1110.9715 | 4406.2695 | 29.4747 | 2129.3539 | 409.1392
-4.1 |  |  | 3728.2462 | 1940.7335 | 6476.0246 | 1110.9642 | 4285.4192 | 29.4747 | 2190.6053 | 409.1392
-4.4 |  |  | 3517.9331 | 1940.7335 | 5926.9479 | 1110.9495 | 4050.3177 | 29.4747 | 1876.6302 | 409.1392
-4 |  |  | 3279.4647 | 1940.7335 | 5177.0152 | 1110.9453 | 3579.0176 | 29.4747 | 1597.9976 | 409.1392
-3.5 |  |  | 2858.0765 | 1940.7335 | 4878.3458 | 1110.9257 | 3660.0967 | 29.4747 | 1218.2492 | 409.1392
-0.5 |  |  | 2320.0733 | 1940.7335 | 4086.9053 | 1110.9105 | 3206.3891 | 29.1324 | 880.5162 | 409.1392
-0.3 |  |  | 2114.2588 | 1940.7335 | 3732.1946 | 1110.8754 | 3149.1373 | 29.1324 | 583.0573 | 409.1392
0.3 |  |  | 2058.3851 | 1940.7335 | 3647.7685 | 1110.8495 | 3180.0082 | 29.1324 | 467.7603 | 409.1392
0.4 |  |  | 2044.95 | 1940.7335 | 3620.4895 | 1110.758 | 3211.3503 | 29.1324 | 409.1392 | 409.1392
0.7 |  |  | 2062.4648 | 1940.7335 | 3780.5681 | 1110.7215 | 3272.8401 | 29.1324 | 507.7281 | 409.1392
0.7 |  |  | 2128.487 | 1940.4782 | 4478.1691 | 1110.6699 | 3572.4662 | 29.1324 | 905.7029 | 409.1392
0.9 |  |  | 2495.917 | 1940.4782 | 6024.0722 | 1110.6697 | 4196.8096 | 29.1324 | 1827.2627 | 409.1392
0.5 |  |  | 3284.3675 | 1940.4782 | 7286.8944 | 1110.5759 | 4578.6661 | 29.1324 | 2708.2283 | 409.1392
0.6 |  |  | 3751.7333 | 1939.1767 | 6799.4734 | 1110.5211 | 4605.466 | 29.1324 | 2194.0075 | 409.1392
0.6 |  |  | 3925.4731 | 1939.1767 | 6122.3224 | 1110.5211 | 4172.9305 | 29.1324 | 1949.3919 | 409.1392
1 |  |  | 3864.5904 | 1939.1767 | 5931.4152 | 1110.5211 | 3989.3408 | 29.1324 | 1942.0744 | 409.1392
1.3 |  |  | 3808.0773 | 1939.1767 | 5573.5753 | 1110.5211 | 3832.6214 | 28.9576 | 1740.9539 | 409.1392
1.5 |  |  | 3753.0352 | 1939.1767 | 5301.1936 | 1110.5211 | 3646.1429 | 28.9576 | 1655.0507 | 409.1392
1.4 |  |  | 3715.9691 | 1939.1767 | 5205.6442 | 1110.5211 | 3595.4242 | 28.9576 | 1610.22 | 409.1392
1.2 |  |  | 3739.4704 | 1939.1767 | 5265.6772 | 1110.5211 | 3555.3229 | 28.9576 | 1710.3543 | 409.1392
1 |  |  | 3912.1247 | 1939.1767 | 5396.2227 | 1110.5211 | 3645.2665 | 28.9576 | 1750.9562 | 409.1392
1.1 |  |  | 4110.1425 | 1939.1767 | 5858.8231 | 1110.5211 | 3764.8332 | 28.9576 | 2093.9898 | 409.1392
1.4 |  |  | 4037.8251 | 1939.1767 | 6232.591 | 1110.5211 | 3759.6151 | 28.9576 | 2472.9759 | 409.1392
1.7 |  |  | 3982.9914 | 1939.1767 | 6060.5071 | 1110.5211 | 3598.2481 | 28.9576 | 2462.259 | 409.1392
1.5 |  |  | 3964.9888 | 1939.1767 | 5878.2422 | 1110.5211 | 3500.7233 | 28.9576 | 2377.519 | 409.1392
1.3 |  |  | 3951.5088 | 1939.1767 | 5866.3014 | 1110.5211 | 3513.5223 | 28.9576 | 2352.7791 | 409.1392
2.1 |  |  | 3775.9026 | 1939.1767 | 5272.6834 | 1110.5211 | 3337.047 | 28.9576 | 1935.6363 | 409.1392
3.3 |  |  | 3441.3531 | 1939.1767 | 4694.5609 | 1110.5211 | 2908.3339 | 28.9576 | 1786.227 | 409.1392
2.8 |  |  | 2907.2571 | 1939.1767 | 4338.224 | 1110.5211 | 2883.2864 | 28.9576 | 1454.9376 | 409.1392
3.9 |  |  | 2320.0733 | 1939.1767 | 3299.0845 | 1110.5211 | 2418.5683 | 28.7811 | 880.5162 | 409.1392
4 |  |  | 2114.2588 | 1939.1767 | 2906.5741 | 1110.5211 | 2323.5168 | 28.7811 | 583.0573 | 409.1392
2.8 |  |  | 2058.3851 | 1939.1767 | 2917.2478 | 1110.5211 | 2449.4875 | 28.7794 | 467.7603 | 409.1392
3.6 |  |  | 2044.95 | 1939.1767 | 2841.9045 | 1110.5211 | 2432.7654 | 28.7794 | 409.1392 | 409.1392
4.8 |  |  | 2062.4648 | 1939.1767 | 2928.8623 | 1110.5211 | 2421.1342 | 28.6717 | 507.7281 | 409.1392
4.3 |  |  | 2128.487 | 1939.1767 | 3532.2453 | 1110.5211 | 2626.5425 | 28.6627 | 905.7029 | 409.1392
4.8 |  |  | 2495.917 | 1939.1767 | 5083.7096 | 1110.5211 | 3256.4469 | 28.6627 | 1827.2627 | 409.1392
5.1 |  |  | 3284.3675 | 1939.1767 | 6170.3831 | 1110.5211 | 3462.1547 | 28.5325 | 2708.2283 | 409.1392
4.8 |  |  | 3751.7333 | 1939.1767 | 5695.3361 | 1110.5211 | 3501.3286 | 28.5325 | 2194.0075 | 409.1392
4.8 |  |  | 3925.4731 | 1939.1767 | 5074.7665 | 1110.5211 | 3125.3745 | 28.5302 | 1949.3919 | 409.1392
4.6 |  |  | 3864.5904 | 1939.1767 | 5008.5285 | 1110.5211 | 3066.4541 | 28.2849 | 1942.0744 | 409.1392
5.5 |  |  | 3808.0773 | 1939.1767 | 4618.397 | 1110.5211 | 2877.4432 | 28.2849 | 1740.9539 | 409.1392
6.4 |  |  | 3753.0352 | 1939.1767 | 4286.9087 | 1110.5211 | 2631.858 | 27.6714 | 1655.0507 | 409.1392
6.2 |  |  | 3715.9691 | 1939.1767 | 4220.5535 | 1110.5211 | 2610.3334 | 27.6714 | 1610.22 | 409.1392
5.8 |  |  | 3739.4704 | 1939.1767 | 4321.4173 | 1110.5211 | 2611.0629 | 27.6714 | 1710.3543 | 409.1392
5.4 |  |  | 3912.1247 | 1939.1767 | 4488.1597 | 1110.4683 | 2737.2035 | 27.2273 | 1750.9562 | 409.1392
4.9 |  |  | 4110.1425 | 1939.1767 | 5031.2449 | 1110.437 | 2937.2551 | 27.2273 | 2093.9898 | 409.1392
3.8 |  |  | 4037.8251 | 1939.1767 | 5606.4389 | 1110.413 | 3133.463 | 27.2273 | 2472.9759 | 409.1392
4.2 |  |  | 3982.9914 | 1939.1767 | 5423.7912 | 1110.2242 | 2961.5322 | 27.2273 | 2462.259 | 409.1392
4.3 |  |  | 3964.9888 | 1939.1767 | 5258.1983 | 1110.1346 | 2880.6793 | 27.2273 | 2377.519 | 409.1392
4.2 |  |  | 3951.5088 | 1939.1767 | 5284.0391 | 1109.9814 | 2931.26 | 27.2273 | 2352.7791 | 409.1392
4.5 |  |  | 3775.9026 | 1939.1767 | 4759.8023 | 1100.606 | 2824.166 | 27.2273 | 1935.6363 | 409.1392
4.4 |  |  | 3441.3531 | 1939.1767 | 4326.1362 | 1098.7811 | 2539.9092 | 27.2273 | 1786.227 | 409.1392
4.6 |  |  | 2907.2571 | 1939.1767 | 3889.4769 | 1098.7661 | 2434.5393 | 27.091 | 1454.9376 | 409.1392
4.2 |  |  | 2320.0733 | 1939.1767 | 2971.4122 | 1098.7085 | 2090.896 | 27.091 | 880.5162 | 409.1392
4.2 |  |  | 2114.2588 | 1939.1767 | 2589.4456 | 1098.631 | 2006.3883 | 27.091 | 583.0573 | 409.1392
3.8 |  |  | 2058.3851 | 1939.1767 | 2516.2133 | 1098.5414 | 2048.4529 | 27.091 | 467.7603 | 409.1392
3.6 |  |  | 2044.95 | 1939.1767 | 2513.6017 | 1098.5251 | 2104.4625 | 27.091 | 409.1392 | 409.1392
3.4 |  |  | 2062.4648 | 1939.1767 | 2728.0054 | 1098.4949 | 2220.2774 | 27.091 | 507.7281 | 409.1392
4.1 |  |  | 2128.487 | 1939.1767 | 3246.3563 | 1098.3664 | 2340.6534 | 27.091 | 905.7029 | 409.1392
4.2 |  |  | 2495.917 | 1939.1767 | 4906.0763 | 1098.3627 | 3078.8137 | 27.091 | 1827.2627 | 409.1392
3.5 |  |  | 3284.3675 | 1939.1767 | 6056.5506 | 1098.3436 | 3348.3223 | 27.091 | 2708.2283 | 409.1392
3.5 |  |  | 3751.7333 | 1939.1767 | 5555.7356 | 1098.3105 | 3361.7281 | 27.091 | 2194.0075 | 409.1392
3.8 |  |  | 3925.4731 | 1939.1767 | 5006.0455 | 1098.1967 | 3056.6536 | 27.091 | 1949.3919 | 409.1392
3.3 |  |  | 3864.5904 | 1939.1767 | 5030.8747 | 1098.0988 | 3088.8004 | 26.4976 | 1942.0744 | 409.1392
3.4 |  |  | 3808.0773 | 1931.8549 | 4787.3956 | 1098.042 | 3046.4417 | 26.4976 | 1740.9539 | 409.1392
4.2 |  |  | 3753.0352 | 1931.8549 | 4509.5212 | 1098.042 | 2854.4704 | 26.4925 | 1655.0507 | 409.1392
5.6 |  |  | 3715.9691 | 1931.8549 | 4250.0235 | 1098.042 | 2639.8035 | 26.4925 | 1610.22 | 409.1392
5.6 |  |  | 3739.4704 | 1931.8549 | 4322.7591 | 1098.042 | 2612.4047 | 26.4925 | 1710.3543 | 409.1392
6 |  |  | 3912.1247 | 1931.8549 | 4377.3727 | 1098.042 | 2626.4165 | 26.4216 | 1750.9562 | 409.1392
6.4 |  |  | 4110.1425 | 1931.8549 | 4801.7423 | 1098.042 | 2707.7524 | 26.4216 | 2093.9898 | 409.1392
5.8 |  |  | 4037.8251 | 1931.8549 | 5324.5452 | 1098.042 | 2851.5693 | 26.4216 | 2472.9759 | 409.1392
5.9 |  |  | 3982.9914 | 1931.8549 | 5220.1117 | 1098.042 | 2757.8527 | 26.4216 | 2462.259 | 409.1392
6.1 |  |  | 3964.9888 | 1931.8549 | 5052.2746 | 1098.042 | 2674.7556 | 26.4216 | 2377.519 | 409.1392
6 |  |  | 3951.5088 | 1931.8549 | 5114.204 | 1098.042 | 2761.4249 | 26.4216 | 2352.7791 | 409.1392
5.2 |  |  | 3775.9026 | 1931.8549 | 4700.1476 | 1098.042 | 2764.5113 | 26.4216 | 1935.6363 | 409.1392
4.7 |  |  | 3441.3531 | 1931.8549 | 4298.7071 | 1098.042 | 2512.4801 | 26.4216 | 1786.227 | 409.1392
4.3 |  |  | 2907.2571 | 1931.8549 | 3918.2921 | 1098.042 | 2463.3545 | 26.4216 | 1454.9376 | 409.1392
4.5 |  |  | 2320.0733 | 1931.8549 | 2954.0229 | 1098.042 | 2073.5067 | 26.4216 | 880.5162 | 409.1392
4.6 |  |  | 2114.2588 | 1931.8549 | 2562.62 | 1098.042 | 1979.5627 | 26.4216 | 583.0573 | 409.1392
4.2 |  |  | 2058.3851 | 1931.8549 | 2497.3365 | 1098.042 | 2029.5762 | 26.4216 | 467.7603 | 409.1392
4.1 |  |  | 2044.95 | 1931.8549 | 2485.8297 | 1098.042 | 2076.6905 | 26.4216 | 409.1392 | 409.1392
3.2 |  |  | 2062.4648 | 1931.8549 | 2740.1679 | 1098.042 | 2232.4398 | 26.1098 | 507.7281 | 409.1392
4.2 |  |  | 2128.487 | 1931.8549 | 3233.5441 | 1098.042 | 2327.8412 | 26.1098 | 905.7029 | 409.1392
4.2 |  |  | 2495.917 | 1931.8549 | 4900.6785 | 1098.042 | 3073.4159 | 26.1098 | 1827.2627 | 409.1392
3.7 |  |  | 3284.3675 | 1931.8549 | 6020.1011 | 1098.042 | 3311.8728 | 26.1098 | 2708.2283 | 409.1392
3.6 |  |  | 3751.7333 | 1931.8549 | 5520.6177 | 1098.042 | 3326.6102 | 26.1098 | 2194.0075 | 409.1392
3.7 |  |  | 3925.4731 | 1931.8549 | 4993.6045 | 1098.042 | 3044.2125 | 26.1098 | 1949.3919 | 409.1392
4.8 |  |  | 3864.5904 | 1931.8549 | 4809.6956 | 1098.042 | 2867.6212 | 26.1098 | 1942.0744 | 409.1392
4.7 |  |  | 3808.0773 | 1931.8549 | 4578.7083 | 1098.042 | 2837.7545 | 26.1098 | 1740.9539 | 409.1392
4.7 |  |  | 3753.0352 | 1931.8549 | 4399.3039 | 1098.042 | 2744.2532 | 26.1098 | 1655.0507 | 409.1392
4.5 |  |  | 3715.9691 | 1931.8549 | 4358.7116 | 1098.042 | 2748.4916 | 26.1098 | 1610.22 | 409.1392
4.7 |  |  | 3739.4704 | 1931.8549 | 4428.9869 | 1098.042 | 2718.6326 | 26.1098 | 1710.3543 | 409.1392
4 |  |  | 3912.1247 | 1931.8549 | 4662.9405 | 1097.8335 | 2911.9844 | 26.1098 | 1750.9562 | 409.1392
4.8 |  |  | 4110.1425 | 1931.8549 | 5008.3298 | 1097.8305 | 2914.34 | 26.1098 | 2093.9898 | 409.1392
4.9 |  |  | 4037.8251 | 1931.8549 | 5430.2688 | 1097.4739 | 2957.2929 | 26.0506 | 2472.9759 | 409.1392
4.4 |  |  | 3982.9914 | 1931.8549 | 5377.5134 | 1096.4527 | 2915.2544 | 26.0506 | 2462.259 | 409.1392
4.5 |  |  | 3964.9888 | 1931.8549 | 5228.4846 | 1078.4013 | 2850.9656 | 25.9402 | 2377.519 | 409.1392
4.3 |  |  | 3951.5088 | 1931.8549 | 5281.5143 | 1072.4562 | 2928.7352 | 25.9402 | 2352.7791 | 409.1392
4.3 |  |  | 3775.9026 | 1931.8549 | 4792.875 | 1072.4562 | 2857.2387 | 25.9402 | 1935.6363 | 409.1392
4.2 |  |  | 3441.3531 | 1931.8549 | 4363.263 | 1072.4562 | 2577.036 | 25.9402 | 1786.227 | 409.1392
4.4 |  |  | 2907.2571 | 1931.8549 | 3935.9961 | 1072.4562 | 2481.0585 | 25.9402 | 1454.9376 | 409.1392
4.5 |  |  | 2320.0733 | 1931.8549 | 2983.9161 | 1072.4562 | 2103.3999 | 25.9402 | 880.5162 | 409.1392
4.4 |  |  | 2114.2588 | 1931.8549 | 2610.7824 | 1072.4562 | 2027.7251 | 25.9402 | 583.0573 | 409.1392
4.6 |  |  | 2058.3851 | 1931.8549 | 2510.8111 | 1072.4562 | 2043.0508 | 25.9402 | 467.7603 | 409.1392
5.1 |  |  | 2044.95 | 1931.8549 | 2459.3471 | 1072.4562 | 2050.2079 | 25.9402 | 409.1392 | 409.1392
5.2 |  |  | 2062.4648 | 1931.8549 | 2626.5868 | 1072.4562 | 2118.8587 | 25.9402 | 507.7281 | 409.1392
5 |  |  | 2128.487 | 1931.8549 | 3182.804 | 1072.4562 | 2277.1012 | 25.9402 | 905.7029 | 409.1392
4.9 |  |  | 2495.917 | 1931.8549 | 4842.8011 | 1072.4562 | 3015.5384 | 25.9402 | 1827.2627 | 409.1392
5.1 |  |  | 3284.3675 | 1931.8549 | 5895.8908 | 1072.4562 | 3187.6624 | 25.4776 | 2708.2283 | 409.1392
4.8 |  |  | 3751.7333 | 1931.8549 | 5416.801 | 1072.4562 | 3222.7935 | 25.4776 | 2194.0075 | 409.1392
4.3 |  |  | 3925.4731 | 1931.8549 | 4929.0274 | 1070.9865 | 2979.6354 | 25.363 | 1949.3919 | 409.1392
4.9 |  |  | 3864.5904 | 1931.8549 | 4807.8874 | 1070.981 | 2865.8131 | 25.363 | 1942.0744 | 409.1392
4.5 |  |  | 3808.0773 | 1931.8549 | 4619.4197 | 1070.9283 | 2878.4658 | 25.0582 | 1740.9539 | 409.1392
4.2 |  |  | 3753.0352 | 1931.8549 | 4482.1367 | 1070.9152 | 2827.0859 | 25.0582 | 1655.0507 | 409.1392
4 |  |  | 3715.9691 | 1931.8549 | 4439.6542 | 1070.8424 | 2829.4342 | 25.0582 | 1610.22 | 409.1392
4.2 |  |  | 3739.4704 | 1931.2049 | 4513.3018 | 1070.8424 | 2802.9474 | 25.0582 | 1710.3543 | 409.1392
2.8 |  |  | 3912.1247 | 1931.2049 | 4854.0518 | 1070.8424 | 3103.0956 | 25.0582 | 1750.9562 | 409.1392
2.2 |  |  | 4110.1425 | 1931.2049 | 5386.5126 | 1070.8424 | 3292.5228 | 25.0582 | 2093.9898 | 409.1392
2.2 |  |  | 4037.8251 | 1931.2049 | 5803.4431 | 1070.8424 | 3330.4672 | 25.0582 | 2472.9759 | 409.1392
2.1 |  |  | 3982.9914 | 1931.2049 | 5650.482 | 1070.8424 | 3188.223 | 25.0582 | 2462.259 | 409.1392
3.6 |  |  | 3964.9888 | 1931.2049 | 5344.0618 | 1070.8424 | 2966.5428 | 25.0582 | 2377.519 | 409.1392
2.7 |  |  | 3951.5088 | 1931.2049 | 5442.3614 | 1070.8424 | 3089.5823 | 25.0582 | 2352.7791 | 409.1392
3.9 |  |  | 3775.9026 | 1931.2049 | 4843.0908 | 1070.8424 | 2907.4545 | 25.0582 | 1935.6363 | 409.1392
3.2 |  |  | 3441.3531 | 1931.2049 | 4461.9157 | 1070.6034 | 2675.6887 | 24.9519 | 1786.227 | 409.1392
2.6 |  |  | 2907.2571 | 1931.2049 | 4118.5664 | 1070.6034 | 2663.6288 | 24.8981 | 1454.9376 | 409.1392
3.9 |  |  | 2556.0343 | 1930.0555 | 3432.983 | 1070.5319 | 2374.2857 | 24.7632 | 1058.6973 | 409.1392
4.6 |  |  | 2262.6761 | 1930.0555 | 2846.8736 | 1070.5319 | 2126.4152 | 24.7632 | 720.4584 | 409.1392
4.3 |  |  | 2152.6584 | 1930.0555 | 2664.6557 | 1070.5319 | 2137.2766 | 24.7632 | 527.379 | 409.1392
3 |  |  | 2091.6777 | 1930.0555 | 2657.5038 | 1068.951 | 2232.6052 | 24.6667 | 424.8986 | 409.1392
2.9 |  |  | 2067.7158 | 1930.0555 | 2720.4488 | 1068.7247 | 2301.7476 | 24.423 | 418.7012 | 409.1392
2.7 |  |  | 2070.9943 | 1930.0555 | 2933.4865 | 1068.6479 | 2421.1538 | 24.423 | 512.3326 | 409.1392
2.9 |  |  | 2106.1356 | 1930.0555 | 3509.9937 | 1068.2353 | 2910.8265 | 24.423 | 599.1672 | 409.1392
3 |  |  | 2327.4422 | 1930.0555 | 3963.3017 | 1068.2029 | 2924.228 | 23.9683 | 1039.0737 | 409.1392
2.6 |  |  | 2816.0682 | 1930.0555 | 4945.8268 | 1060.1749 | 3203.3531 | 23.9683 | 1742.4737 | 409.1392
2.9 |  |  | 3262.8721 | 1930.0555 | 5972.5622 | 1059.5508 | 3411.7052 | 23.9683 | 2560.857 | 409.1392
2.6 |  |  | 3393.9904 | 1925.5827 | 6124.5236 | 1049.8412 | 3346.7122 | 23.9683 | 2777.8114 | 409.1392
2.1 |  |  | 3426.6145 | 1925.5827 | 6201.6543 | 1038.7605 | 3443.5305 | 23.9683 | 2758.1239 | 409.1392
2.4 |  |  | 3410.4674 | 1925.5827 | 5790.5893 | 1038.2623 | 3354.0735 | 23.9683 | 2436.5158 | 409.1392
2.2 |  |  | 3358.9152 | 1925.5827 | 5609.4267 | 1029.8638 | 3413.9709 | 23.9683 | 2195.4559 | 409.1392
3 |  |  | 3442.1381 | 1925.5827 | 5141.183 | 992.4824 | 3127.4075 | 23.9683 | 2013.7755 | 409.1392
3.1 |  |  | 3611.5456 | 1925.5827 | 5149.4614 | 992.2851 | 3235.7893 | 23.9683 | 1913.6721 | 409.1392
2.9 |  |  | 3672.6769 | 1925.5827 | 5338.6191 | 992.2058 | 3361.6718 | 23.9683 | 1976.9473 | 409.1392
3 |  |  | 3723.76 | 1925.5827 | 5585.4314 | 992.1773 | 3303.1626 | 23.9683 | 2282.2688 | 409.1392
2.9 |  |  | 3757.8643 | 1925.5827 | 5437.225 | 991.9858 | 3240.0043 | 23.8839 | 2197.2207 | 409.1392
2.7 |  |  | 3811.2103 | 1925.5827 | 5351.1453 | 991.8766 | 3221.7914 | 23.8839 | 2129.3539 | 409.1392
2.2 |  |  | 3743.4193 | 1923.591 | 5317.1413 | 991.8091 | 3126.536 | 23.8839 | 2190.6053 | 409.1392
2.1 |  |  | 3527.2232 | 1923.591 | 4910.4929 | 991.8091 | 3033.8627 | 23.8839 | 1876.6302 | 409.1392
1.9 |  |  | 3285.9257 | 1923.591 | 4220.327 | 991.8091 | 2622.3294 | 23.8839 | 1597.9976 | 409.1392
1.7 |  |  | 2862.6999 | 1923.591 | 3897.9089 | 991.8091 | 2679.6598 | 23.8839 | 1218.2492 | 409.1392
1.3 |  |  | 2552.5572 | 1923.591 | 3734.5166 | 991.8091 | 2675.8193 | 23.8839 | 1058.6973 | 409.1392
0.5 |  |  | 2260.729 | 1923.591 | 3301.6613 | 991.8091 | 2581.2029 | 23.8839 | 720.4584 | 409.1392
0.6 |  |  | 2150.4812 | 1923.591 | 3072.6693 | 991.8091 | 2545.2903 | 23.8839 | 527.379 | 409.1392
0.7 |  |  | 2090.5283 | 1923.591 | 2972.2067 | 991.5332 | 2547.3081 | 23.8839 | 424.8986 | 409.1392
1.4 |  |  | 2065.7241 | 1923.591 | 2980.5976 | 989.514 | 2561.8964 | 23.8839 | 418.7012 | 409.1392
1 |  |  | 2067.9385 | 1923.591 | 3248.2222 | 989.2347 | 2735.8896 | 23.8839 | 512.3326 | 409.1392
0.9 |  |  | 2099.6769 | 1914.5412 | 3788.2723 | 989.0325 | 3189.105 | 23.8839 | 599.1672 | 409.1392
0.6 |  |  | 2316.1177 | 1914.5412 | 4272.0787 | 988.5744 | 3233.005 | 23.8839 | 1039.0737 | 409.1392
0.8 |  |  | 2787.4749 | 1914.5412 | 5210.3314 | 988.4198 | 3467.8576 | 23.8839 | 1742.4737 | 409.1392
1.3 |  |  | 3208.4069 | 1914.5412 | 6248.1181 | 969.6057 | 3687.2611 | 23.4096 | 2560.857 | 409.1392
1.3 |  |  | 3321.3675 | 1914.5412 | 6344.7518 | 968.9416 | 3566.9404 | 23.4096 | 2777.8114 | 409.1392
1.2 |  |  | 3351.8283 | 1914.5412 | 6369.2548 | 968.0482 | 3611.131 | 23.4096 | 2758.1239 | 409.1392
0.8 |  |  | 3334.8945 | 1914.5412 | 6040.3783 | 967.4095 | 3603.8625 | 23.1454 | 2436.5158 | 409.1392
1.3 |  |  | 3283.935 | 1914.5412 | 5744.3003 | 967.2758 | 3548.8444 | 23.1454 | 2195.4559 | 409.1392
1.3 |  |  | 3373.9171 | 1914.5412 | 5377.9333 | 967.0474 | 3364.1579 | 23.1454 | 2013.7755 | 409.1392
1.4 |  |  | 3551.6632 | 1914.5412 | 5418.9118 | 966.977 | 3505.2397 | 22.6756 | 1913.6721 | 409.1392
1.5 |  |  | 3619.408 | 1914.5412 | 5557.6924 | 966.977 | 3580.7451 | 22.6756 | 1976.9473 | 409.1392
1.7 |  |  | 3675.2613 | 1914.5412 | 5792.9401 | 966.977 | 3510.6713 | 22.6756 | 2282.2688 | 409.1392
1.6 |  |  | 3720.9417 | 1914.5412 | 5680.0182 | 966.977 | 3482.7974 | 22.4529 | 2197.2207 | 409.1392
1 |  |  | 3786.8017 | 1914.5412 | 5640.3323 | 966.977 | 3510.9785 | 22.4529 | 2129.3539 | 409.1392
1.8 |  |  | 3728.2462 | 1914.5412 | 5477.3663 | 966.977 | 3286.761 | 22.4529 | 2190.6053 | 409.1392
1.4 |  |  | 3517.9331 | 1914.3801 | 5063.2903 | 966.977 | 3186.6601 | 22.4529 | 1876.6302 | 409.1392
1.4 |  |  | 3279.4647 | 1914.3801 | 4382.0032 | 966.8221 | 2784.0056 | 22.4529 | 1597.9976 | 409.1392
0.8 |  |  | 2858.0765 | 1914.3801 | 4106.0407 | 965.6698 | 2887.7916 | 22.4529 | 1218.2492 | 409.1392
1.2 |  |  | 2320.0733 | 1913.2306 | 3499.1028 | 965.2672 | 2618.5866 | 22.4529 | 880.5162 | 409.1392
0.5 |  |  | 2114.2588 | 1913.2306 | 3195.5824 | 965.2672 | 2612.5251 | 22.4529 | 583.0573 | 409.1392
2.1 |  |  | 2058.3851 | 1913.2306 | 2999.5954 | 964.7745 | 2531.8351 | 22.4529 | 467.7603 | 409.1392
2.6 |  |  | 2044.95 | 1911.203 | 2950.1223 | 964.6346 | 2540.9831 | 22.4529 | 409.1392 | 409.1392
2.9 |  |  | 2062.4648 | 1911.203 | 3117.6918 | 957.0253 | 2609.9637 | 22.4529 | 507.7281 | 409.1392
1.7 |  |  | 2128.487 | 1911.203 | 3852.3025 | 956.9039 | 2946.5997 | 22.4529 | 905.7029 | 409.1392
2.5 |  |  | 2495.917 | 1911.203 | 5407.8155 | 956.8019 | 3580.5529 | 22.4529 | 1827.2627 | 409.1392
3.2 |  |  | 3284.3675 | 1911.203 | 6465.9089 | 956.6585 | 3757.6805 | 22.3907 | 2708.2283 | 409.1392
2.6 |  |  | 3751.7333 | 1911.203 | 6033.1431 | 956.6585 | 3839.1357 | 22.3907 | 2194.0075 | 409.1392
3.6 |  |  | 3925.4731 | 1911.203 | 5324.7305 | 956.6585 | 3375.3386 | 22.3907 | 1949.3919 | 409.1392
2.7 |  |  | 3864.5904 | 1911.203 | 5350.2045 | 956.6585 | 3408.1301 | 22.3254 | 1942.0744 | 409.1392
3.5 |  |  | 3808.0773 | 1911.203 | 4974.8767 | 956.6585 | 3233.9228 | 22.3254 | 1740.9539 | 409.1392
5 |  |  | 3753.0352 | 1911.203 | 4561.6212 | 956.6585 | 2906.5704 | 22.3254 | 1655.0507 | 409.1392
7 |  |  | 3715.9691 | 1911.203 | 4193.1405 | 956.6585 | 2582.9204 | 21.3863 | 1610.22 | 409.1392
6.9 |  |  | 3739.4704 | 1911.203 | 4215.5957 | 956.6585 | 2505.2414 | 21.3863 | 1710.3543 | 409.1392
7.2 |  |  | 3912.1247 | 1911.203 | 4263.7297 | 956.6187 | 2512.7735 | 21.3863 | 1750.9562 | 409.1392
7.1 |  |  | 4110.1425 | 1911.203 | 4782.2106 | 956.6023 | 2688.2208 | 19.8917 | 2093.9898 | 409.1392
7 |  |  | 4037.8251 | 1911.203 | 5244.3919 | 954.7921 | 2771.416 | 19.8917 | 2472.9759 | 409.1392
6.6 |  |  | 3982.9914 | 1908.1296 | 5228.6967 | 954.5972 | 2766.4377 | 19.8668 | 2462.259 | 409.1392
6 |  |  | 3964.9888 | 1908.1296 | 5129.104 | 954.5972 | 2751.585 | 9.756 | 2377.519 | 409.1392
5.2 |  |  | 3951.5088 | 1908.1296 | 5247.9606 | 954.5336 | 2895.1816 | 8.8472 | 2352.7791 | 409.1392
4.3 |  |  | 3775.9026 | 1906.1379 | 4827.5045 | 954.5336 | 2891.8682 | 8.6593 | 1935.6363 | 409.1392
3.8 |  |  | 3441.3531 | 1906.1379 | 4417.1057 | 941.4201 | 2630.8788 | 8.4546 | 1786.227 | 409.1392
3.9 |  |  | 2907.2571 | 1906.1379 | 3993.0092 | 941.3133 | 2538.0716 | 8.133 | 1454.9376 | 409.1392